## Basicparameter
Technische Parater (Technical Parameters for the Calculation)
Beschreibung | Werte /Values |  | Kw/p : PE | Description
Geamtleistung in Kw/p | 10000 |  |  | Summary Power in Kw/p
Gesamtleistung in MW/p | 10 |  |  | Summary Power in Mw/p
Anlageeffizienz | 21% |  |  | Plant Efficienty (PE)
Geamtleistung in Kw/h | 2100
Gesamtleistung in MW/h
Planning Operatinng Parameters |  | Lifetime of the Project mminimum 40 Years
Operating Days | 365
Operating Ours | 24
Yearly Planed Kw/h | 2100
Yearly in MW | 18396
Nightly Ours | 40000
Sunset Ours | 8415600
Yearly ours | 8455600

## 2025
Block 1 / 2025 (Abrechnung ab 2026 Vollrechnung) | [15 empty] | Feed-In Tarif |  | Price from 18.May 2024
[16 empty] | Average Powerprice on EEX | 0.102
| Speicher (KWH) Batteriekapizät mindestens 20 MW pro Monat an Vertrag | [14 empty] | Solar Plant in Kw/h | 2100
| Month | Januar | Februar | März | April | Mai | Juni | Juli | August | Sept. | Oktober | Novemb. | Dez. | Summery |  | Feed-In Tarif in Euro | 0.102
| Storage Capacity | 50000 | 50000 | 50000 | 50000 | 50000 | 50000 | 50000 | 50000 | 50000 | 50000 | 50000 | 50000 | 50000 | Storage
| Night-Injection | 2666.67 | 2666.67 | 2857.14 | 2857.14 | 4000 | 5000 | 5000 | 5000 | 2857.14 | 2857.14 | 2857.14 | 2666.67 | 3440.48 | Yearly Average | Investition | in Euro
| Monthly Night Counter | 31 | 28 | 31 | 30 | 31 | 30 | 31 | 31 | 30 | 31 | 30 | 31 | 365 | days | Offene Invesitionssumme | 12000000
| Batterie Operating Time | 15 | 15 | 14 | 14 | 10 | 8 | 8 | 8 | 14 | 14 | 14 | 15 | 8760 | ours | Davon Speicher 50 Mw/h | 30000000
| max.withdrawal | 40000 | 40000 | 40000 | 40000 | 40000 | 40000 | 40000 | 40000 | 40000 | 40000 | 40000 | 40000 | 40000 |  |  |  |  | 5100
| Month Operating time | 465 | 420 | 434 | 420 | 310 | 240 | 248 | 248 | 420 | 434 | 420 | 465 | 4524 | Yearly Ours | Kennzahlen
| endof Construction | 23250000 | 21000000 | 21700000 | 21000000 | 15500000 | 12000000 | 12400000 | 12400000 | 21000000 | 21700000 | 21000000 | 23250000 | 226200000 | Total Power | Ladeleistung in Kw/h planed | 640
| Power to Load | 40000 | 40000 | 40000 | 40000 | 40000 | 40000 | 40000 | 40000 | 40000 | 40000 | 40000 | 40000 | 480000 | Depower | Ladeleistung in Kw/h installiert | 420
| Gesamt | 1240000 | 1120000 | 1240000 | 1200000 | 1240000 | 1200000 | 1240000 | 1240000 | 1200000 | 1240000 | 1200000 | 1240000 | 14120000 | Total Power | Ladereserve für Ausfall | 10000 Kw/h
| Power Reserve HVG | 1111.11 | 1111.11 | 1000 | 1000 | 714.29 | 625 | 625 | 625 | 1000 | 1000 | 1000 | 1111.11 | 0% | All Values are | Differenz in % | 65.62%
| Depowering | 4444.44 | 4444.44 | 4000 | 4000 | 2857.14 | 2500 | 2500 | 2500 | 4000 | 4000 | 4000 | 4444.44 | 0% | calculated
| Input High Volage Grid | 4444.44 | 4444.44 | 4000 | 4000 | 2857.14 | 2500 | 2500 | 2500 | 4000 | 4000 | 4000 | 4444.44 | - | on finnished
| Cross / Power | 5555.56 | 5555.56 | 5000 | 5000 | 3571.43 | 3125 | 3125 | 3125 | 5000 | 5000 | 5000 | 5555.56 | 0 | Construction
Erzeugung 10 MW Block (ca. 2.100 KWH) Solaranlage
| Month | Januar | Februar | März | April | Mai | Juni | Juli | August | Sept. | Oktober | Novemb. | Dez. | Summary |  | Investition fürs Folgejahr | Weitere Jahre Amortisation
| Production | 585900 | 529200 | 651000 | 630000 | 911400 | 1008000 | 1041600 | 1041600 | 630000 | 651000 | 630000 | 585900 | 8895600 |  | 12000000 | #DIV/0!
| Feed-In Power | 2100 | 2100 | 2100 | 2100 | 2100 | 2100 | 2100 | 2100 | 2100 | 2100 | 2100 | 2100 | 1 |  | 29994900 | 5881.3529
| Operating Ours | 9 | 9 | 10 | 10 | 14 | 16 | 16 | 16 | 10 | 10 | 10 | 9 | 1
| Operating Days | 31 | 28 | 31 | 30 | 31 | 30 | 31 | 31 | 30 | 31 | 30 | 31 | 365 | 8760
| Monthly Our | 279 | 252 | 310 | 300 | 434 | 480 | 496 | 496 | 300 | 310 | 300 | 279 | 4236 |  | Storage Details
| Delivery | 545900 | 489200 | 611000 | 590000 | 871400 | 968000 | 1001600 | 1001600 | 590000 | 611000 | 590000 | 545900 | 8415600 | Batterie Load | Loaded Storage | 50000 | Kw/h
| Deliver to Battery | 2100 | 2100 | 2100 | 2100 | 2100 | 2100 | 2100 | 2100 | 2100 | 2100 | 2100 | 2100 | 480000 | Feed-IN
| Gesamt | 545900 | 489200 | 611000 | 590000 | 871400 | 968000 | 1001600 | 1001600 | 590000 | 611000 | 590000 | 545900 | 8415600 |  | Max. Unloading | 40000 | Kw/h
| Difference | Real-Data | Real-Data | Real-Data | Real-Data | Real-Data | Real-Data | Real-Data | Real-Data | Real-Data | Real-Data | Real-Data | Real-Data | 1 | Raeltime Operating Night | Storage Effiziency | 80%
| Storage / Day | Real-Data | Real-Data | Real-Data | Real-Data | Real-Data | Real-Data | Real-Data | Real-Data | Real-Data | Real-Data | Real-Data | Real-Data | 1 | Storage Load Oerating | Nightly max. Feed-In Power | 50000 | Kw/h
| Feed-in /realtime | Real-Data | Real-Data | Real-Data | Real-Data | Real-Data | Real-Data | Real-Data | Real-Data | Real-Data | Real-Data | Real-Data | Real-Data | 1 | Feed-In Realtime | Unload in percentage | 125%
| Storage History | Real-Data | Real-Data | Real-Data | Real-Data | Real-Data | Real-Data | Real-Data | Real-Data | Real-Data | Real-Data | Real-Data | Real-Data | 1 | Average Storage Load | Power Reserve | 10000 | Kw/h
| Brutto Leistungsberechnung nach Betriebszeit (Nachtspeisung) | [14 empty] | All technical parameters are granted
| Month | Januar | Februar | März | April | Mai | Juni | Juli | August | Sept. | Oktober | Novemb. | Dez. | Summary |  |  |  |  | Yearly summary |  | Block 1 / 2025 (Abrechnung ab 2026 Vollrechnung)
| Producing Block 1 | 585900 | 529200 | 651000 | 630000 | 911400 | 1008000 | 1041600 | 1041600 | 630000 | 651000 | 630000 | 585900 | 1171800 | Carport Cross Production | Technical Description | Power in Kw/h | Leistung in KW/h | Einspeisevergütung min | Netto Umsatz | Mwst | Mwst in Euro |  | Brutto Umsatz
| Producing Carport | 18590 | 12920 | 18590 | 29300 | 31610 | 29300 | 57650 | 57650 | 23000 | 25100 | 23000 | 18590 | 345300 | Car Port Net Production | Solar Plant 10 MW Block 1 | 2100 Kw/h | 0 | 0.091 | 0 | 19% |  | 0 |  | 0
| Nighoperating Our | 465 | 420 | 434 | 420 | 310 | 240 | 248 | 248 | 420 | 434 | 420 | 465 | 4524 | planed Feed-In Power | Battery Operating | 50000 Kw/h | 4524 | 0.091 | 411.684 | 19% |  | 78.22 |  | 489.904
| Operating Our Day | 279 | 252 | 310 | 300 | 434 | 480 | 496 | 496 | 300 | 310 | 300 | 279 | 365 | Yearly Operating Time | 1000 Kw/p Plant | 210 Kw/h | 3113.145 | 0.091 | 283.2962 | 19% |  | 53.8263 |  | 337.1225
| Our Summary | 744 | 672 | 744 | 720 | 744 | 720 | 744 | 744 | 720 | 744 | 720 | 744 | 8760 | Brutto Operating time | Only for Batterie |  | also included Blockchain
| Constructed Power /Our | 2666.67 | 2666.67 | 2666.67 | 3076.92 | 3076.92 | 3076.92 | 4444.44 | 4444.44 | 2857.14 | 2857.14 | 2857.14 | 2666.67 | 3113.145 |  | Realtime Data Operating via Power App included |  | 10 NW Powerreserve on Battery
| Constructed Power | 812.4866 | 806.7262 | 899.9866 | 915.6944 | 1267.4866 | 1440.6944 | 1477.4866 | 1477.4866 | 906.9444 | 908.7366 | 906.9444 | 812.4866 | 1052.7633 | Gesamtleistung | Solar Plant 10 MW Block | 2100 Kw/h | Solar Park Block 1 | Nachtabschaltung ab 400 Kw
| Planed after Constr. | 1984002.48 | 1792002.24 | 1984002.48 | 2215382.4 | 2289228.48 | 2215382.4 | 3306663.36 | 3306663.36 | 2057140.8 | 2125712.16 | 2057140.8 | 1984002.48 | 27317323.44 | Einspeisung Tag | Battery Operating | 40000 Kw/h | software Requirement | time dependent shutdowm
| Power Out | 604490 | 542120 | 669590 | 659300 | 943010 | 1037300 | 1099250 | 1099250 | 653000 | 676100 | 653000 | 604490 | 9240900 |  | 1000 Kw/p | 210 Kw/h | Battery - 20% | 14 Day Full Cycling
| To Install | 1379512.48 | 1249882.24 | 1314412.48 | 1556082.4 | 1346218.48 | 1178082.4 | 2207413.36 | 2207413.36 | 1404140.8 | 1449612.16 | 1404140.8 | 1379512.48 | 18076423.44 |  | Switching Time on Power App | 0,50 ms | 1,3 Sekunden | Netfrequency based | Switching from Night to day
[16 empty] | Powerapp Schaltung | Powerbased | Software based Switching | Under 50 Hz AutoSwitching
| Month | Januar | Februar | März | April | Mai | Juni | Juli | August | Sept. | Oktober | Novemb. | Dez. | Gesamt |  | Nightoperating in the Year | Full
| Production | 58590 | 52920 | 58590 | 69300 | 71610 | 69300 | 97650 | 97650 | 63000 | 65100 | 63000 | 58590 | 825300 | Carport Production | Feed in Tarif | EEX Price | 0.0621 |  | 694.9802 | 19% |  | 132.0462 |  | 827.0264
| Feed-In Power | 18590 | 12920 | 18590 | 29300 | 31610 | 29300 | 57650 | 57650 | 23000 | 25100 | 23000 | 18590 | 345300 | Loading Power
| Anlagenleistung | 210 | 210 | 210 | 210 | 210 | 210 | 210 | 210 | 210 | 210 | 210 | 210 | 420 Kw/h | Cross Power | Efficieny Calculation Parameter Change | Pwr Peak/Kw | Effizienz | In Kw/h
| Daily Ours | 9 | 9 | 9 | 11 | 11 | 11 | 15 | 15 | 10 | 10 | 10 | 9 | 210 Kw/h | Loading Power | 10 MW/p Block | 10000 | 21% | 2100
| Monthly Day | 31 | 28 | 31 | 30 | 31 | 30 | 31 | 31 | 30 | 31 | 30 | 31 | 365 | Days | 2 MW/p Block | 2000 | 21% | 420
| Operating Time | 279 | 252 | 279 | 330 | 341 | 330 | 465 | 465 | 300 | 310 | 300 | 279 | 3930 | Ours | Carport Anlage / Battery System | 50000 | 100% | 50000
| Loading Power | 40000 | 40000 | 40000 | 40000 | 40000 | 40000 | 40000 | 40000 | 40000 | 40000 | 40000 | 40000 | 480000 |  | Carport Loading System | 2000 | 21% | 420
| Gesamt | 117709 | 106339 | 117709 | 139181 | 143813 | 139181 | 196021 | 196021 | 126550 | 130761 | 126550 | 117709 | 1654895 |  | Battery Cost per 1 Kw/h Investment | 50000 | 600 | 30000000
| KWH/KWP | [12 empty] | 1 |  | Effizienz ist die tatsächliche Leistung die Solarmodule abgeben. | bar: Januar to Dez.
| Storage/Day | [12 empty] | 1 |  | Alle Module liegen zwisch 18 und 24%. Die Einstellung der Module und die | bar: Januar to Dez.
| Feed-In Power | [12 empty] | 1 |  | Präzision liegen bei ca. max. 22%. Hierbei spielt der Deklinationwinkel eine wesent | bar: Januar to Dez.
| Storage/Output | [12 empty] | 1 |  | liche Rolle | bar: Januar to Dez.
| Gesamtverbr. | 1200000 | 1080000 | 1200000 | 1160000 | 1200000 | 1160000 | 1200000 | 1200000 | 1160000 | 1200000 | 1160000 | 1200000 | 14120000
bitte hier in Translate
KWH/KWP
Storage/Day
Feed-In Power
Storage/Output
|  | Graphics Realtime |  | Monthly | [7 empty] | from Database
Full Power Line
Loading Power Cross
Loading Power Netz
Difference of Power
KWH/KWP
Storage/Day
Feed-In Power
Storage/Output
Note on R21: Steffen Bächle: Entladen*KWPreis - Entladen * Einspeisevergütung
Note on B56: KWH

## 2026
2026 | [15 empty] | Feed-In Tarif
[16 empty] | Durchschnittl. Strompreis 2020 | 0.382
| Speicher (KWH) Batteriekapizät mindestens 20 MW pro Monat an Vertrag | [14 empty] | Solar Plant in Kw/h | 2100
| Month | Januar | Februar | März | April | Mai | Juni | Juli | August | Sept. | Oktober | Novemb. | Dez. | Summery |  | Feed-In Tarif in Euro | 0.0621
| Storage Capacity | 50000 | 50000 | 50000 | 50000 | 50000 | 50000 | 50000 | 50000 | 50000 | 50000 | 50000 | 50000 | 50000 | Storage
| Night-Injection | 2666.67 | 2666.67 | 2857.14 | 2857.14 | 4000 | 5000 | 5000 | 5000 | 2857.14 | 2857.14 | 2857.14 | 2666.67 | 3440.48 | Yearly Average | Investition |  |  | Investition fürs Folgejahr | Weitere Jahre Amortisation
| Monthly Night Counter | 31 | 28 | 31 | 30 | 31 | 30 | 31 | 31 | 30 | 31 | 30 | 31 | 365 | days | Offene Invesitionssumme | 12000000 |  | #VALUE! | #VALUE!
| Batterie Operating Time | 15 | 15 | 14 | 14 | 10 | 8 | 8 | 8 | 14 | 14 | 14 | 15 | 8760 | ours | Davon Speicher | 5000000 |  | #VALUE! | #VALUE!
| max.withdrawal | 40000 | 40000 | 40000 | 40000 | 40000 | 40000 | 40000 | 40000 | 40000 | 40000 | 40000 | 40000 | 40000 |  |  |  |  | #VALUE!
| Month Operating time | 465 | 420 | 434 | 420 | 310 | 240 | 248 | 248 | 420 | 434 | 420 | 465 | 4524 | Yearly Ours | Kennzahlen
| endof Construction | 23250000 | 21000000 | 21700000 | 21000000 | 15500000 | 12000000 | 12400000 | 12400000 | 21000000 | 21700000 | 21000000 | 23250000 | 226200000 | Total Power | Ladeinrichtung 5 MW | #VALUE!
| Power to Load | 40000 | 40000 | 40000 | 40000 | 40000 | 40000 | 40000 | 40000 | 40000 | 40000 | 40000 | 40000 | 480000 | Depower | Ladequote | #DIV/0!
| Gesamt | 1200000 | 1080000 | 1200000 | 1160000 | 1200000 | 1160000 | 1200000 | 1200000 | 1160000 | 1200000 | 1160000 | 1200000 | 14120000 | Total Power
| Power Reserve HVG | 1111.11 | 1111.11 | 1000 | 1000 | 714.29 | 625 | 625 | 625 | 1000 | 1000 | 1000 | 1111.11 | 0% | All Values are | Details zum Speicher
| Depowering | 4444.44 | 4444.44 | 4000 | 4000 | 2857.14 | 2500 | 2500 | 2500 | 4000 | 4000 | 4000 | 4444.44 | 0% | calculated | Speicher geladen | 0
| Input High Volage Grid | 4444.44 | 4444.44 | 4000 | 4000 | 2857.14 | 2500 | 2500 | 2500 | 4000 | 4000 | 4000 | 4444.44 | - | on finnished | Speicher entladen | 0
| Cross / Power | 5555.56 | 5555.56 | 5000 | 5000 | 3571.43 | 3125 | 3125 | 3125 | 5000 | 5000 | 5000 | 5555.56 | 0 | Construction | Speichereffektivität | #DIV/0!
| Erzeugung 10 MW Block (ca. 2.100 KWH) Solaranlage | [14 empty] | Speicherverlust | #DIV/0!
| Month | Januar | Februar | März | April | Mai | Juni | Juli | August | Sept. | Oktober | Novemb. | Dez. | Summary |  |  |  | Übersicht Jahresleistungen | Alle Parameter werden im Projekt Garantiert
| Production | 585900 | 529200 | 651000 | 630000 | 911400 | 1008000 | 1041600 | 1041600 | 630000 | 651000 | 630000 | 585900 | 8895600 |  | Technische Parameter | Leistung | Leistung in KW/h | Einspeisevergütung min | Netto Umsatz | Mwst | MWST in EURO |  | Brutto Umsatz
| Feed-In Power | 2100 | 2100 | 2100 | 2100 | 2100 | 2100 | 2100 | 2100 | 2100 | 2100 | 2100 | 2100 | 1 |  | Solar Plant 10 MW Block 1 | 2100 Kw/h | Batterie Load | 0.091 | #VALUE! | 19% | #VALUE! |  | #VALUE!
| Operating Ours | 9 | 9 | 10 | 10 | 14 | 16 | 16 | 16 | 10 | 10 | 10 | 9 | 1 |  | Batteriebetrieb | 50000 Kw/h | Total Power | 0.091 | #VALUE! | 19% | #VALUE! |  | #VALUE!
| Operating Days | 31 | 28 | 31 | 30 | 31 | 30 | 31 | 31 | 30 | 31 | 30 | 31 | 365 | 8760 | 500 KW Anlage | 105 Kw/h | Einspeisung Tag | 0.091 | #VALUE! | 19% | #VALUE! |  | #VALUE!
| Monthly Our | 279 | 252 | 310 | 300 | 434 | 480 | 496 | 496 | 300 | 310 | 300 | 279 | 4236 |  | Nur für die Batterie
| Delivery | 545900 | 489200 | 611000 | 590000 | 871400 | 968000 | 1001600 | 1001600 | 590000 | 611000 | 590000 | 545900 | 8415600 | Batterie Load | Realtime Betrieb / Ist Werte Übernahme |  | 10 MW Leistungsreserve Nacht
| Deliver to Battery | 2100 | 2100 | 2100 | 2100 | 2100 | 2100 | 2100 | 2100 | 2100 | 2100 | 2100 | 2100 | 480000 | Feed-IN | Solaranlage 10 MW Block |  | Solar Park Block 1 | Nachtabschaltung ab 400 Kw
| Gesamt | 545900 | 489200 | 611000 | 590000 | 871400 | 968000 | 1001600 | 1001600 | 590000 | 611000 | 590000 | 545900 | 8415600 |  | Batteriebetrieb |  | software Requirement | time dependent shutdowm
| Difference | Real-Data | Real-Data | Real-Data | Real-Data | Real-Data | Real-Data | Real-Data | Real-Data | Real-Data | Real-Data | Real-Data | Real-Data | 1 | Raeltime Operating Night | 500 KW Anlage |  | Battery - 20% | 14 Day Full Cycling
| Storage / Day | Real-Data | Real-Data | Real-Data | Real-Data | Real-Data | Real-Data | Real-Data | Real-Data | Real-Data | Real-Data | Real-Data | Real-Data | 1 | Storage Load Oerating | Umschaltung / Tme ist |  | 1,3 Sekunden | Netfrequency based | Switching from Night to day
| Feed-in /realtime | Real-Data | Real-Data | Real-Data | Real-Data | Real-Data | Real-Data | Real-Data | Real-Data | Real-Data | Real-Data | Real-Data | Real-Data | 1 | Feed-In Realtime | Powerapp Schaltung |  | Software based Switching | Under 50 Hz AutoSwitching
| Storage History | Real-Data | Real-Data | Real-Data | Real-Data | Real-Data | Real-Data | Real-Data | Real-Data | Real-Data | Real-Data | Real-Data | Real-Data | 1 | Average Storage Load | Nightoperating in the Year
| Brutto Leistungsberechnung nach Betriebszeit (Nachtspeisung) | [14 empty] | Feed in Tarif |  |  |  | #VALUE! | 19% |  | #VALUE! |  | #VALUE!
| Month | Januar | Februar | März | April | Mai | Juni | Juli | August | Sept. | Oktober | Novemb. | Dez. | Summary
| Producing Block 1 | 585900 | 529200 | 651000 | 630000 | 911400 | 1008000 | 1041600 | 1041600 | 630000 | 651000 | 630000 | 585900 | 1171800 |  | Stromkosten
| Producing Carport | 18590 | 12920 | 18590 | 29300 | 31610 | 29300 | 57650 | 57650 | 23000 | 25100 | 23000 | 18590 | 345300 | Days | Verkauf an Ladenstelle | #VALUE!
| Nighoperating Our | 465 | 420 | 434 | 420 | 310 | 240 | 248 | 248 | 420 | 434 | 420 | 465 | 4524 | planed Feed-In Power
| Operating Our Day | 279 | 252 | 310 | 300 | 434 | 480 | 496 | 496 | 300 | 310 | 300 | 279 | 365 | planed power | Effizienz wurde auf | 0,21 berechnet
| Our Summary | 744 | 672 | 744 | 720 | 744 | 720 | 744 | 744 | 720 | 744 | 720 | 744 | 8760 | planed power
| Constructed Power /Our | 2666.67 | 2666.67 | 2666.67 | 3076.92 | 3076.92 | 3076.92 | 4444.44 | 4444.44 | 2857.14 | 2857.14 | 2857.14 | 2666.67 | 3113.145
| Constructed Power | 812.4866 | 806.7262 | 899.9866 | 915.6944 | 1267.4866 | 1440.6944 | 1477.4866 | 1477.4866 | 906.9444 | 908.7366 | 906.9444 | 812.4866 | 1052.7633 | Gesamtleistung | Berechnung der Efizienz | Lst Peak/Kw | Effizienz | In Kw/h
| Planed after Constr. | 1984002.48 | 1792002.24 | 1984002.48 | 2215382.4 | 2289228.48 | 2215382.4 | 3306663.36 | 3306663.36 | 2057140.8 | 2125712.16 | 2057140.8 | 1984002.48 | 27317323.44 | Einspeisung Tag | 10 MW/p Block | 10000 | 21% | 2100
| Power Out | 604490 | 542120 | 669590 | 659300 | 943010 | 1037300 | 1099250 | 1099250 | 653000 | 676100 | 653000 | 604490 | 9240900 |  | 1 MW/p Block | 1000 | 21% | 210
| To Install | 1379512.48 | 1249882.24 | 1314412.48 | 1556082.4 | 1346218.48 | 1178082.4 | 2207413.36 | 2207413.36 | 1404140.8 | 1449612.16 | 1404140.8 | 1379512.48 | 18076423.44 |  | Carport Anlage / Batterie System | 50000 | 100% | 50000
[16 empty] | Carport Ladesystem | 2000 | 21% | 420
| Month | Januar | Februar | März | April | Mai | Juni | Juli | August | Sept. | Oktober | Novemb. | Dez. | Gesamt
| Production | 58590 | 52920 | 58590 | 69300 | 71610 | 69300 | 97650 | 97650 | 63000 | 65100 | 63000 | 58590 | 825300 | Ladeleistung
| Feed-In Power | 18590 | 12920 | 18590 | 29300 | 31610 | 29300 | 57650 | 57650 | 23000 | 25100 | 23000 | 18590 | 345300
| Anlagenleistung | 210 | 210 | 210 | 210 | 210 | 210 | 210 | 210 | 210 | 210 | 210 | 210 | 420 Kw/h
| Daily Ours | 9 | 9 | 9 | 11 | 11 | 11 | 15 | 15 | 10 | 10 | 10 | 9
| Monthly Day | 31 | 28 | 31 | 30 | 31 | 30 | 31 | 31 | 30 | 31 | 30 | 31 | 365
| Operating Time | 279 | 252 | 279 | 330 | 341 | 330 | 465 | 465 | 300 | 310 | 300 | 279 | 3930
| Loading Power | 40000 | 40000 | 40000 | 40000 | 40000 | 40000 | 40000 | 40000 | 40000 | 40000 | 40000 | 40000 | 480000
| Gesamt | 117709 | 106339 | 117709 | 139181 | 143813 | 139181 | 196021 | 196021 | 126550 | 130761 | 126550 | 117709 | 1654895
| KWH/KWP | Real-Data | Real-Data | Real-Data | Real-Data | Real-Data | Real-Data | Real-Data | Real-Data | Real-Data | Real-Data | Real-Data | Real-Data | 1
| Storage/Day | Real-Data | Real-Data | Real-Data | Real-Data | Real-Data | Real-Data | Real-Data | Real-Data | Real-Data | Real-Data | Real-Data | Real-Data | 1
| Feed-In Power | Real-Data | Real-Data | Real-Data | Real-Data | Real-Data | Real-Data | Real-Data | Real-Data | Real-Data | Real-Data | Real-Data | Real-Data | 1
| Storage/Output | Real-Data | Real-Data | Real-Data | Real-Data | Real-Data | Real-Data | Real-Data | Real-Data | Real-Data | Real-Data | Real-Data | Real-Data | 1
| Gesamtverbr. | 1200000 | 1080000 | 1200000 | 1160000 | 1200000 | 1160000 | 1200000 | 1200000 | 1160000 | 1200000 | 1160000 | 1200000 | 14120000
Difference of Power
KWH/KWP
Storage/Day
Feed-In Power
Storage/Output
|  | Graphics Realtime |  | Monthly | [7 empty] | from Database
Full Power Line
Loading Power Cross
Loading Power Netz
Difference of Power
KWH/KWP
Storage/Day
Feed-In Power
Storage/Output
Note on U8: Steffen Bächle: Entladen*KWPreis - Entladen * Einspeisevergütung
Note on B56: KWH

## 2027
2027 | [15 empty] | Feed-In Tarif
[16 empty] | Durchschnittl. Strompreis 2020 | 0.38
| Speicher (KWH) Batteriekapizät mindestens 20 MW pro Monat an Vertrag | [14 empty] | Solar Plant in Kw/h | 2100
| Month | Januar | Februar | März | April | Mai | Juni | Juli | August | Sept. | Oktober | Novemb. | Dez. | Summery |  | Feed-In Tarif in Euro | 0.0621
| Storage Capacity | 50000 | 50000 | 50000 | 50000 | 50000 | 50000 | 50000 | 50000 | 50000 | 50000 | 50000 | 50000 | 50000 | Storage
| Night-Injection | 2666.67 | 2666.67 | 2857.14 | 2857.14 | 4000 | 5000 | 5000 | 5000 | 2857.14 | 2857.14 | 2857.14 | 2666.67 | 3440.48 | Yearly Average | Investition |  |  | Investition fürs Folgejahr | Weitere Jahre Amortisation
| Monthly Night Counter | 31 | 28 | 31 | 30 | 31 | 30 | 31 | 31 | 30 | 31 | 30 | 31 | 365 | days | Offene Invesitionssumme | 12000000 |  | 3584400 | 0.43
| Batterie Operating Time | 15 | 15 | 14 | 14 | 10 | 8 | 8 | 8 | 14 | 14 | 14 | 15 | 8760 | ours | Davon Speicher | 5000000 |  | 4998685.8 | 3803.6
| max.withdrawal | 40000 | 40000 | 40000 | 40000 | 40000 | 40000 | 40000 | 40000 | 40000 | 40000 | 40000 | 40000 | 40000 |  |  |  |  | 1314.2
| Month Operating time | 465 | 420 | 434 | 420 | 310 | 240 | 248 | 248 | 420 | 434 | 420 | 465 | 4524 | Yearly Ours | Kennzahlen
| endof Construction | 23250000 | 21000000 | 21700000 | 21000000 | 15500000 | 12000000 | 12400000 | 12400000 | 21000000 | 21700000 | 21000000 | 23250000 | 226200000 | Total Power | Ladeinrichtung 5 MW | #VALUE!
| Power to Load | 40000 | 40000 | 40000 | 40000 | 40000 | 40000 | 40000 | 40000 | 40000 | 40000 | 40000 | 40000 | 480000 | Depower | Ladequote | #VALUE!
| Gesamt | 1200000 | 1080000 | 1200000 | 1160000 | 1200000 | 1160000 | 1200000 | 1200000 | 1160000 | 1200000 | 1160000 | 1200000 | 14120000 | Total Power
| Power Reserve HVG | 1111.11 | 1111.11 | 1000 | 1000 | 714.29 | 625 | 625 | 625 | 1000 | 1000 | 1000 | 1111.11 | 0% | All Values are | Details zum Speicher
| Depowering | 4444.44 | 4444.44 | 4000 | 4000 | 2857.14 | 2500 | 2500 | 2500 | 4000 | 4000 | 4000 | 4444.44 | 0% | calculated | Speicher geladen | 1
| Input High Volage Grid | 4444.44 | 4444.44 | 4000 | 4000 | 2857.14 | 2500 | 2500 | 2500 | 4000 | 4000 | 4000 | 4444.44 | - | on finnished | Speicher entladen | 3440.48
| Cross / Power | 5555.56 | 5555.56 | 5000 | 5000 | 3571.43 | 3125 | 3125 | 3125 | 5000 | 5000 | 5000 | 5555.56 | 0 | Construction | Speichereffektivität | 344047.62
| Erzeugung 10 MW Block (ca. 2.100 KWH) Solaranlage | [14 empty] | Speicherverlust | -343947.62
| Month | Januar | Februar | März | April | Mai | Juni | Juli | August | Sept. | Oktober | Novemb. | Dez. | Summary |  |  |  | Übersicht Jahresleistungen | Alle Parameter werden im Projekt Garantiert
| Production | 585900 | 529200 | 651000 | 630000 | 911400 | 1008000 | 1041600 | 1041600 | 630000 | 651000 | 630000 | 585900 | 8895600 |  | Technische Parameter | Leistung | Leistung in KW/h | Einspeisevergütung min | Netto Umsatz | Mwst | MWST in EURO |  | Brutto Umsatz
| Feed-In Power | 2100 | 2100 | 2100 | 2100 | 2100 | 2100 | 2100 | 2100 | 2100 | 2100 | 2100 | 2100 | 1 |  | Solar Plant 10 MW Block 1 | 2100 Kw/h | 8415600 | 0.091 | 765819.6 | 19% | 145505.72 |  | 911325.32
| Operating Ours | 9 | 9 | 10 | 10 | 14 | 16 | 16 | 16 | 10 | 10 | 10 | 9 | 1 |  | Batteriebetrieb | 50000 Kw/h | 14600000 | 0.091 | 1328600 | 19% | 252434 |  | 1581034
| Operating Days | 31 | 28 | 31 | 30 | 31 | 30 | 31 | 31 | 30 | 31 | 30 | 31 | 365 | 8760 | 500 KW Anlage | 105 Kw/h | 825300 | 0.091 | 75102.3 | 19% | 14269.44 |  | 89371.74
| Monthly Our | 279 | 252 | 310 | 300 | 434 | 480 | 496 | 496 | 300 | 310 | 300 | 279 | 4236 |  | Nur für die Batterie
| Delivery | 545900 | 489200 | 611000 | 590000 | 871400 | 968000 | 1001600 | 1001600 | 590000 | 611000 | 590000 | 545900 | 8415600 | Batterie Load | Realtime Betrieb / Ist Werte Übernahme |  | 10 MW Leistungsreserve Nacht
| Deliver to Battery | 2100 | 2100 | 2100 | 2100 | 2100 | 2100 | 2100 | 2100 | 2100 | 2100 | 2100 | 2100 | 480000 | Feed-IN | Solaranlage 10 MW Block |  | Solar Park Block 1 | Nachtabschaltung ab 400 Kw
| Gesamt | 545900 | 489200 | 611000 | 590000 | 871400 | 968000 | 1001600 | 1001600 | 590000 | 611000 | 590000 | 545900 | 8415600 |  | Batteriebetrieb |  | software Requirement | time dependent shutdowm
| Difference | Real-Data | Real-Data | Real-Data | Real-Data | Real-Data | Real-Data | Real-Data | Real-Data | Real-Data | Real-Data | Real-Data | Real-Data | 1 | Raeltime Operating Night | 500 KW Anlage |  | Battery - 20% | 14 Day Full Cycling
| Storage / Day | Real-Data | Real-Data | Real-Data | Real-Data | Real-Data | Real-Data | Real-Data | Real-Data | Real-Data | Real-Data | Real-Data | Real-Data | 1 | Storage Load Oerating | Umschaltung / Tme ist |  | 1,3 Sekunden | Netfrequency based | Switching from Night to day
| Feed-in /realtime | Real-Data | Real-Data | Real-Data | Real-Data | Real-Data | Real-Data | Real-Data | Real-Data | Real-Data | Real-Data | Real-Data | Real-Data | 1 | Feed-In Realtime | Powerapp Schaltung |  | Software based Switching | Under 50 Hz AutoSwitching
| Storage History | Real-Data | Real-Data | Real-Data | Real-Data | Real-Data | Real-Data | Real-Data | Real-Data | Real-Data | Real-Data | Real-Data | Real-Data | 1 | Average Storage Load | Nightoperating in the Year
| Brutto Leistungsberechnung nach Betriebszeit (Nachtspeisung) | [14 empty] | Feed in Tarif |  |  |  | 2169521.9 | 19% |  | 412209.16 |  | 2581731.06
| Month | Januar | Februar | März | April | Mai | Juni | Juli | August | Sept. | Oktober | Novemb. | Dez. | Summary
| Producing Block 1 | 585900 | 529200 | 651000 | 630000 | 911400 | 1008000 | 1041600 | 1041600 | 630000 | 651000 | 630000 | 585900 | 1171800 |  | Stromkosten
| Producing Carport | 18590 | 12920 | 18590 | 29300 | 31610 | 29300 | 57650 | 57650 | 23000 | 25100 | 23000 | 18590 | 345300 | Days | Verkauf an Ladenstelle | 183360
| Nighoperating Our | 465 | 420 | 434 | 420 | 310 | 240 | 248 | 248 | 420 | 434 | 420 | 465 | 4524 | planed Feed-In Power
| Operating Our Day | 279 | 252 | 310 | 300 | 434 | 480 | 496 | 496 | 300 | 310 | 300 | 279 | 365 | planed power | Effizienz wurde auf | 0,21 berechnet
| Our Summary | 744 | 672 | 744 | 720 | 744 | 720 | 744 | 744 | 720 | 744 | 720 | 744 | 8760 | planed power
| Constructed Power /Our | 2666.67 | 2666.67 | 2666.67 | 3076.92 | 3076.92 | 3076.92 | 4444.44 | 4444.44 | 2857.14 | 2857.14 | 2857.14 | 2666.67 | 3113.145
| Constructed Power | 812.4866 | 806.7262 | 899.9866 | 915.6944 | 1267.4866 | 1440.6944 | 1477.4866 | 1477.4866 | 906.9444 | 908.7366 | 906.9444 | 812.4866 | 1052.7633 | Gesamtleistung | Berechnung der Efizienz | Lst Peak/Kw | Effizienz | In Kw/h
| Planed after Constr. | 1984002.48 | 1792002.24 | 1984002.48 | 2215382.4 | 2289228.48 | 2215382.4 | 3306663.36 | 3306663.36 | 2057140.8 | 2125712.16 | 2057140.8 | 1984002.48 | 27317323.44 | Einspeisung Tag | 10 MW/p Block | 10000 | 21% | 2100
| Power Out | 604490 | 542120 | 669590 | 659300 | 943010 | 1037300 | 1099250 | 1099250 | 653000 | 676100 | 653000 | 604490 | 9240900 |  | 1 MW/p Block | 1000 | 21% | 210
| To Install | 1379512.48 | 1249882.24 | 1314412.48 | 1556082.4 | 1346218.48 | 1178082.4 | 2207413.36 | 2207413.36 | 1404140.8 | 1449612.16 | 1404140.8 | 1379512.48 | 18076423.44 |  | Carport Anlage / Batterie System | 50000 | 100% | 50000
[16 empty] | Carport Ladesystem | 2000 | 21% | 420
| Month | Januar | Februar | März | April | Mai | Juni | Juli | August | Sept. | Oktober | Novemb. | Dez. | Gesamt
| Production | 58590 | 52920 | 58590 | 69300 | 71610 | 69300 | 97650 | 97650 | 63000 | 65100 | 63000 | 58590 | 825300 | Ladeleistung
| Feed-In Power | 18590 | 12920 | 18590 | 29300 | 31610 | 29300 | 57650 | 57650 | 23000 | 25100 | 23000 | 18590 | 345300
| Anlagenleistung | 210 | 210 | 210 | 210 | 210 | 210 | 210 | 210 | 210 | 210 | 210 | 210 | 420 Kw/h
| Daily Ours | 9 | 9 | 9 | 11 | 11 | 11 | 15 | 15 | 10 | 10 | 10 | 9
| Monthly Day | 31 | 28 | 31 | 30 | 31 | 30 | 31 | 31 | 30 | 31 | 30 | 31 | 365
| Operating Time | 279 | 252 | 279 | 330 | 341 | 330 | 465 | 465 | 300 | 310 | 300 | 279 | 3930
| Loading Power | 40000 | 40000 | 40000 | 40000 | 40000 | 40000 | 40000 | 40000 | 40000 | 40000 | 40000 | 40000 | 480000
| Gesamt | 117709 | 106339 | 117709 | 139181 | 143813 | 139181 | 196021 | 196021 | 126550 | 130761 | 126550 | 117709 | 1654895
| KWH/KWP | Real-Data | Real-Data | Real-Data | Real-Data | Real-Data | Real-Data | Real-Data | Real-Data | Real-Data | Real-Data | Real-Data | Real-Data | 1
| Storage/Day | Real-Data | Real-Data | Real-Data | Real-Data | Real-Data | Real-Data | Real-Data | Real-Data | Real-Data | Real-Data | Real-Data | Real-Data | 1
| Feed-In Power | Real-Data | Real-Data | Real-Data | Real-Data | Real-Data | Real-Data | Real-Data | Real-Data | Real-Data | Real-Data | Real-Data | Real-Data | 1
| Storage/Output | Real-Data | Real-Data | Real-Data | Real-Data | Real-Data | Real-Data | Real-Data | Real-Data | Real-Data | Real-Data | Real-Data | Real-Data | 1
| Gesamtverbr. | 1200000 | 1080000 | 1200000 | 1160000 | 1200000 | 1160000 | 1200000 | 1200000 | 1160000 | 1200000 | 1160000 | 1200000 | 14120000
Difference of Power
KWH/KWP
Storage/Day
Feed-In Power
Storage/Output
|  | Graphics Realtime |  | Monthly | [7 empty] | from Database
Full Power Line
Loading Power Cross
Loading Power Netz
Difference of Power
KWH/KWP
Storage/Day
Feed-In Power
Storage/Output
Note on T8: Steffen Bächle: Entladen*KWPreis - Entladen * Einspeisevergütung
Note on B56: KWH

## 2028
2028 | [15 empty] | Feed-In Tarif
[16 empty] | Durchschnittl. Strompreis 2020 | 0.38
| Speicher (KWH) Batteriekapizät mindestens 20 MW pro Monat an Vertrag | [14 empty] | Solar Plant in Kw/h | 2100
| Month | Januar | Februar | März | April | Mai | Juni | Juli | August | Sept. | Oktober | Novemb. | Dez. | Summery |  | Feed-In Tarif in Euro | 0.0621
| Storage Capacity | 50000 | 50000 | 50000 | 50000 | 50000 | 50000 | 50000 | 50000 | 50000 | 50000 | 50000 | 50000 | 50000 | Storage
| Night-Injection | 2666.67 | 2666.67 | 2857.14 | 2857.14 | 4000 | 5000 | 5000 | 5000 | 2857.14 | 2857.14 | 2857.14 | 2666.67 | 3440.48 | Yearly Average | Investition |  |  | Investition fürs Folgejahr | Weitere Jahre Amortisation
| Monthly Night Counter | 31 | 28 | 31 | 30 | 31 | 30 | 31 | 31 | 30 | 31 | 30 | 31 | 365 | days | Offene Invesitionssumme | 12000000 |  | 3584400 | 0.43
| Batterie Operating Time | 15 | 15 | 14 | 14 | 10 | 8 | 8 | 8 | 14 | 14 | 14 | 15 | 8760 | ours | Davon Speicher | 5000000 |  | 4998685.8 | 3803.6
| max.withdrawal | 40000 | 40000 | 40000 | 40000 | 40000 | 40000 | 40000 | 40000 | 40000 | 40000 | 40000 | 40000 | 40000 |  |  |  |  | 1314.2
| Month Operating time | 465 | 420 | 434 | 420 | 310 | 240 | 248 | 248 | 420 | 434 | 420 | 465 | 4524 | Yearly Ours | Kennzahlen
| endof Construction | 23250000 | 21000000 | 21700000 | 21000000 | 15500000 | 12000000 | 12400000 | 12400000 | 21000000 | 21700000 | 21000000 | 23250000 | 226200000 | Total Power | Ladeinrichtung 5 MW | #VALUE!
| Power to Load | 40000 | 40000 | 40000 | 40000 | 40000 | 40000 | 40000 | 40000 | 40000 | 40000 | 40000 | 40000 | 480000 | Depower | Ladequote | #VALUE!
| Gesamt | 1200000 | 1080000 | 1200000 | 1160000 | 1200000 | 1160000 | 1200000 | 1200000 | 1160000 | 1200000 | 1160000 | 1200000 | 14120000 | Total Power
| Power Reserve HVG | 1111.11 | 1111.11 | 1000 | 1000 | 714.29 | 625 | 625 | 625 | 1000 | 1000 | 1000 | 1111.11 | 0% | All Values are | Details zum Speicher
| Depowering | 4444.44 | 4444.44 | 4000 | 4000 | 2857.14 | 2500 | 2500 | 2500 | 4000 | 4000 | 4000 | 4444.44 | 0% | calculated | Speicher geladen | 1
| Input High Volage Grid | 4444.44 | 4444.44 | 4000 | 4000 | 2857.14 | 2500 | 2500 | 2500 | 4000 | 4000 | 4000 | 4444.44 | - | on finnished | Speicher entladen | 3440.48
| Cross / Power | 5555.56 | 5555.56 | 5000 | 5000 | 3571.43 | 3125 | 3125 | 3125 | 5000 | 5000 | 5000 | 5555.56 | 0 | Construction | Speichereffektivität | 344047.62
| Erzeugung 10 MW Block (ca. 2.100 KWH) Solaranlage | [14 empty] | Speicherverlust | -343947.62
| Month | Januar | Februar | März | April | Mai | Juni | Juli | August | Sept. | Oktober | Novemb. | Dez. | Summary |  |  |  | Übersicht Jahresleistungen | Alle Parameter werden im Projekt Garantiert
| Production | 585900 | 529200 | 651000 | 630000 | 911400 | 1008000 | 1041600 | 1041600 | 630000 | 651000 | 630000 | 585900 | 8895600 |  | Technische Parameter | Leistung | Leistung in KW/h | Einspeisevergütung min | Netto Umsatz | Mwst | MWST in EURO |  | Brutto Umsatz
| Feed-In Power | 2100 | 2100 | 2100 | 2100 | 2100 | 2100 | 2100 | 2100 | 2100 | 2100 | 2100 | 2100 | 1 |  | Solar Plant 10 MW Block 1 | 2100 Kw/h | 8415600 | 0.091 | 765819.6 | 19% | 145505.72 |  | 911325.32
| Operating Ours | 9 | 9 | 10 | 10 | 14 | 16 | 16 | 16 | 10 | 10 | 10 | 9 | 1 |  | Batteriebetrieb | 50000 Kw/h | 14600000 | 0.091 | 1328600 | 19% | 252434 |  | 1581034
| Operating Days | 31 | 28 | 31 | 30 | 31 | 30 | 31 | 31 | 30 | 31 | 30 | 31 | 365 | 8760 | 500 KW Anlage | 105 Kw/h | 825300 | 0.091 | 75102.3 | 19% | 14269.44 |  | 89371.74
| Monthly Our | 279 | 252 | 310 | 300 | 434 | 480 | 496 | 496 | 300 | 310 | 300 | 279 | 4236 |  | Nur für die Batterie
| Delivery | 545900 | 489200 | 611000 | 590000 | 871400 | 968000 | 1001600 | 1001600 | 590000 | 611000 | 590000 | 545900 | 8415600 | Batterie Load | Realtime Betrieb / Ist Werte Übernahme |  | 10 MW Leistungsreserve Nacht
| Deliver to Battery | 2100 | 2100 | 2100 | 2100 | 2100 | 2100 | 2100 | 2100 | 2100 | 2100 | 2100 | 2100 | 480000 | Feed-IN | Solaranlage 10 MW Block |  | Solar Park Block 1 | Nachtabschaltung ab 400 Kw
| Gesamt | 545900 | 489200 | 611000 | 590000 | 871400 | 968000 | 1001600 | 1001600 | 590000 | 611000 | 590000 | 545900 | 8415600 |  | Batteriebetrieb |  | software Requirement | time dependent shutdowm
| Difference | Real-Data | Real-Data | Real-Data | Real-Data | Real-Data | Real-Data | Real-Data | Real-Data | Real-Data | Real-Data | Real-Data | Real-Data | 1 | Raeltime Operating Night | 500 KW Anlage |  | Battery - 20% | 14 Day Full Cycling
| Storage / Day | Real-Data | Real-Data | Real-Data | Real-Data | Real-Data | Real-Data | Real-Data | Real-Data | Real-Data | Real-Data | Real-Data | Real-Data | 1 | Storage Load Oerating | Umschaltung / Tme ist |  | 1,3 Sekunden | Netfrequency based | Switching from Night to day
| Feed-in /realtime | Real-Data | Real-Data | Real-Data | Real-Data | Real-Data | Real-Data | Real-Data | Real-Data | Real-Data | Real-Data | Real-Data | Real-Data | 1 | Feed-In Realtime | Powerapp Schaltung |  | Software based Switching | Under 50 Hz AutoSwitching
| Storage History | Real-Data | Real-Data | Real-Data | Real-Data | Real-Data | Real-Data | Real-Data | Real-Data | Real-Data | Real-Data | Real-Data | Real-Data | 1 | Average Storage Load | Nightoperating in the Year
| Brutto Leistungsberechnung nach Betriebszeit (Nachtspeisung) | [14 empty] | Feed in Tarif |  |  |  | 2169521.9 | 19% |  | 412209.16 |  | 2581731.06
| Month | Januar | Februar | März | April | Mai | Juni | Juli | August | Sept. | Oktober | Novemb. | Dez. | Summary
| Producing Block 1 | 585900 | 529200 | 651000 | 630000 | 911400 | 1008000 | 1041600 | 1041600 | 630000 | 651000 | 630000 | 585900 | 1171800 |  | Stromkosten
| Producing Carport | 18590 | 12920 | 18590 | 29300 | 31610 | 29300 | 57650 | 57650 | 23000 | 25100 | 23000 | 18590 | 345300 | Days | Verkauf an Ladenstelle | 183360
| Nighoperating Our | 465 | 420 | 434 | 420 | 310 | 240 | 248 | 248 | 420 | 434 | 420 | 465 | 4524 | planed Feed-In Power
| Operating Our Day | 279 | 252 | 310 | 300 | 434 | 480 | 496 | 496 | 300 | 310 | 300 | 279 | 365 | planed power | Effizienz wurde auf | 0,21 berechnet
| Our Summary | 744 | 672 | 744 | 720 | 744 | 720 | 744 | 744 | 720 | 744 | 720 | 744 | 8760 | planed power
| Constructed Power /Our | 2666.67 | 2666.67 | 2666.67 | 3076.92 | 3076.92 | 3076.92 | 4444.44 | 4444.44 | 2857.14 | 2857.14 | 2857.14 | 2666.67 | 3113.145
| Constructed Power | 812.4866 | 806.7262 | 899.9866 | 915.6944 | 1267.4866 | 1440.6944 | 1477.4866 | 1477.4866 | 906.9444 | 908.7366 | 906.9444 | 812.4866 | 1052.7633 | Gesamtleistung | Berechnung der Efizienz | Lst Peak/Kw | Effizienz | In Kw/h
| Planed after Constr. | 1984002.48 | 1792002.24 | 1984002.48 | 2215382.4 | 2289228.48 | 2215382.4 | 3306663.36 | 3306663.36 | 2057140.8 | 2125712.16 | 2057140.8 | 1984002.48 | 27317323.44 | Einspeisung Tag | 10 MW/p Block | 10000 | 21% | 2100
| Power Out | 604490 | 542120 | 669590 | 659300 | 943010 | 1037300 | 1099250 | 1099250 | 653000 | 676100 | 653000 | 604490 | 9240900 |  | 1 MW/p Block | 1000 | 21% | 210
| To Install | 1379512.48 | 1249882.24 | 1314412.48 | 1556082.4 | 1346218.48 | 1178082.4 | 2207413.36 | 2207413.36 | 1404140.8 | 1449612.16 | 1404140.8 | 1379512.48 | 18076423.44 |  | Carport Anlage / Batterie System | 50000 | 100% | 50000
[16 empty] | Carport Ladesystem | 2000 | 21% | 420
| Month | Januar | Februar | März | April | Mai | Juni | Juli | August | Sept. | Oktober | Novemb. | Dez. | Gesamt
| Production | 58590 | 52920 | 58590 | 69300 | 71610 | 69300 | 97650 | 97650 | 63000 | 65100 | 63000 | 58590 | 825300 | Ladeleistung
| Feed-In Power | 18590 | 12920 | 18590 | 29300 | 31610 | 29300 | 57650 | 57650 | 23000 | 25100 | 23000 | 18590 | 345300
| Anlagenleistung | 210 | 210 | 210 | 210 | 210 | 210 | 210 | 210 | 210 | 210 | 210 | 210 | 420 Kw/h
| Daily Ours | 9 | 9 | 9 | 11 | 11 | 11 | 15 | 15 | 10 | 10 | 10 | 9
| Monthly Day | 31 | 28 | 31 | 30 | 31 | 30 | 31 | 31 | 30 | 31 | 30 | 31 | 365
| Operating Time | 279 | 252 | 279 | 330 | 341 | 330 | 465 | 465 | 300 | 310 | 300 | 279 | 3930
| Loading Power | 40000 | 40000 | 40000 | 40000 | 40000 | 40000 | 40000 | 40000 | 40000 | 40000 | 40000 | 40000 | 480000
| Gesamt | 117709 | 106339 | 117709 | 139181 | 143813 | 139181 | 196021 | 196021 | 126550 | 130761 | 126550 | 117709 | 1654895
| KWH/KWP | Real-Data | Real-Data | Real-Data | Real-Data | Real-Data | Real-Data | Real-Data | Real-Data | Real-Data | Real-Data | Real-Data | Real-Data | 1
| Storage/Day | Real-Data | Real-Data | Real-Data | Real-Data | Real-Data | Real-Data | Real-Data | Real-Data | Real-Data | Real-Data | Real-Data | Real-Data | 1
| Feed-In Power | Real-Data | Real-Data | Real-Data | Real-Data | Real-Data | Real-Data | Real-Data | Real-Data | Real-Data | Real-Data | Real-Data | Real-Data | 1
| Storage/Output | Real-Data | Real-Data | Real-Data | Real-Data | Real-Data | Real-Data | Real-Data | Real-Data | Real-Data | Real-Data | Real-Data | Real-Data | 1
| Gesamtverbr. | 1200000 | 1080000 | 1200000 | 1160000 | 1200000 | 1160000 | 1200000 | 1200000 | 1160000 | 1200000 | 1160000 | 1200000 | 14120000
Difference of Power
KWH/KWP
Storage/Day
Feed-In Power
Storage/Output
|  | Graphics Realtime |  | Monthly | [7 empty] | from Database
Full Power Line
Loading Power Cross
Loading Power Netz
Difference of Power
KWH/KWP
Storage/Day
Feed-In Power
Storage/Output
Note on T8: Steffen Bächle: Entladen*KWPreis - Entladen * Einspeisevergütung
Note on B56: KWH

## 2029
2029 | [15 empty] | Feed-In Tarif
[16 empty] | Durchschnittl. Strompreis 2020 | 0.38
| Speicher (KWH) Batteriekapizät mindestens 20 MW pro Monat an Vertrag | [14 empty] | Solar Plant in Kw/h | 2100
| Month | Januar | Februar | März | April | Mai | Juni | Juli | August | Sept. | Oktober | Novemb. | Dez. | Summery |  | Feed-In Tarif in Euro | 0.0621
| Storage Capacity | 50000 | 50000 | 50000 | 50000 | 50000 | 50000 | 50000 | 50000 | 50000 | 50000 | 50000 | 50000 | 50000 | Storage
| Night-Injection | 2666.67 | 2666.67 | 2857.14 | 2857.14 | 4000 | 5000 | 5000 | 5000 | 2857.14 | 2857.14 | 2857.14 | 2666.67 | 3440.48 | Yearly Average | Investition |  |  | Investition fürs Folgejahr | Weitere Jahre Amortisation
| Monthly Night Counter | 31 | 28 | 31 | 30 | 31 | 30 | 31 | 31 | 30 | 31 | 30 | 31 | 365 | days | Offene Invesitionssumme | 12000000 |  | 3584400 | 0.43
| Batterie Operating Time | 15 | 15 | 14 | 14 | 10 | 8 | 8 | 8 | 14 | 14 | 14 | 15 | 8760 | ours | Davon Speicher | 5000000 |  | 4998685.8 | 3803.6
| max.withdrawal | 40000 | 40000 | 40000 | 40000 | 40000 | 40000 | 40000 | 40000 | 40000 | 40000 | 40000 | 40000 | 40000 |  |  |  |  | 1314.2
| Month Operating time | 465 | 420 | 434 | 420 | 310 | 240 | 248 | 248 | 420 | 434 | 420 | 465 | 4524 | Yearly Ours | Kennzahlen
| endof Construction | 23250000 | 21000000 | 21700000 | 21000000 | 15500000 | 12000000 | 12400000 | 12400000 | 21000000 | 21700000 | 21000000 | 23250000 | 226200000 | Total Power | Ladeinrichtung 5 MW | #VALUE!
| Power to Load | 40000 | 40000 | 40000 | 40000 | 40000 | 40000 | 40000 | 40000 | 40000 | 40000 | 40000 | 40000 | 480000 | Depower | Ladequote | #VALUE!
| Gesamt | 1200000 | 1080000 | 1200000 | 1160000 | 1200000 | 1160000 | 1200000 | 1200000 | 1160000 | 1200000 | 1160000 | 1200000 | 14120000 | Total Power
| Power Reserve HVG | 1111.11 | 1111.11 | 1000 | 1000 | 714.29 | 625 | 625 | 625 | 1000 | 1000 | 1000 | 1111.11 | 0% | All Values are | Details zum Speicher
| Depowering | 4444.44 | 4444.44 | 4000 | 4000 | 2857.14 | 2500 | 2500 | 2500 | 4000 | 4000 | 4000 | 4444.44 | 0% | calculated | Speicher geladen | 1
| Input High Volage Grid | 4444.44 | 4444.44 | 4000 | 4000 | 2857.14 | 2500 | 2500 | 2500 | 4000 | 4000 | 4000 | 4444.44 | - | on finnished | Speicher entladen | 3440.48
| Cross / Power | 5555.56 | 5555.56 | 5000 | 5000 | 3571.43 | 3125 | 3125 | 3125 | 5000 | 5000 | 5000 | 5555.56 | 0 | Construction | Speichereffektivität | 344047.62
| Erzeugung 10 MW Block (ca. 2.100 KWH) Solaranlage | [14 empty] | Speicherverlust | -343947.62
| Month | Januar | Februar | März | April | Mai | Juni | Juli | August | Sept. | Oktober | Novemb. | Dez. | Summary |  |  |  | Übersicht Jahresleistungen | Alle Parameter werden im Projekt Garantiert
| Production | 585900 | 529200 | 651000 | 630000 | 911400 | 1008000 | 1041600 | 1041600 | 630000 | 651000 | 630000 | 585900 | 8895600 |  | Technische Parameter | Leistung | Leistung in KW/h | Einspeisevergütung min | Netto Umsatz | Mwst | MWST in EURO |  | Brutto Umsatz
| Feed-In Power | 2100 | 2100 | 2100 | 2100 | 2100 | 2100 | 2100 | 2100 | 2100 | 2100 | 2100 | 2100 | 1 |  | Solar Plant 10 MW Block 1 | 2100 Kw/h | 8415600 | 0.091 | 765819.6 | 19% | 145505.72 |  | 911325.32
| Operating Ours | 9 | 9 | 10 | 10 | 14 | 16 | 16 | 16 | 10 | 10 | 10 | 9 | 1 |  | Batteriebetrieb | 50000 Kw/h | 14600000 | 0.091 | 1328600 | 19% | 252434 |  | 1581034
| Operating Days | 31 | 28 | 31 | 30 | 31 | 30 | 31 | 31 | 30 | 31 | 30 | 31 | 365 | 8760 | 500 KW Anlage | 105 Kw/h | 825300 | 0.091 | 75102.3 | 19% | 14269.44 |  | 89371.74
| Monthly Our | 279 | 252 | 310 | 300 | 434 | 480 | 496 | 496 | 300 | 310 | 300 | 279 | 4236 |  | Nur für die Batterie
| Delivery | 545900 | 489200 | 611000 | 590000 | 871400 | 968000 | 1001600 | 1001600 | 590000 | 611000 | 590000 | 545900 | 8415600 | Batterie Load | Realtime Betrieb / Ist Werte Übernahme |  | 10 MW Leistungsreserve Nacht
| Deliver to Battery | 2100 | 2100 | 2100 | 2100 | 2100 | 2100 | 2100 | 2100 | 2100 | 2100 | 2100 | 2100 | 480000 | Feed-IN | Solaranlage 10 MW Block |  | Solar Park Block 1 | Nachtabschaltung ab 400 Kw
| Gesamt | 545900 | 489200 | 611000 | 590000 | 871400 | 968000 | 1001600 | 1001600 | 590000 | 611000 | 590000 | 545900 | 8415600 |  | Batteriebetrieb |  | software Requirement | time dependent shutdowm
| Difference | Real-Data | Real-Data | Real-Data | Real-Data | Real-Data | Real-Data | Real-Data | Real-Data | Real-Data | Real-Data | Real-Data | Real-Data | 1 | Raeltime Operating Night | 500 KW Anlage |  | Battery - 20% | 14 Day Full Cycling
| Storage / Day | Real-Data | Real-Data | Real-Data | Real-Data | Real-Data | Real-Data | Real-Data | Real-Data | Real-Data | Real-Data | Real-Data | Real-Data | 1 | Storage Load Oerating | Umschaltung / Tme ist |  | 1,3 Sekunden | Netfrequency based | Switching from Night to day
| Feed-in /realtime | Real-Data | Real-Data | Real-Data | Real-Data | Real-Data | Real-Data | Real-Data | Real-Data | Real-Data | Real-Data | Real-Data | Real-Data | 1 | Feed-In Realtime | Powerapp Schaltung |  | Software based Switching | Under 50 Hz AutoSwitching
| Storage History | Real-Data | Real-Data | Real-Data | Real-Data | Real-Data | Real-Data | Real-Data | Real-Data | Real-Data | Real-Data | Real-Data | Real-Data | 1 | Average Storage Load | Nightoperating in the Year
| Brutto Leistungsberechnung nach Betriebszeit (Nachtspeisung) | [14 empty] | Feed in Tarif |  |  |  | 2169521.9 | 19% |  | 412209.16 |  | 2581731.06
| Month | Januar | Februar | März | April | Mai | Juni | Juli | August | Sept. | Oktober | Novemb. | Dez. | Summary
| Producing Block 1 | 585900 | 529200 | 651000 | 630000 | 911400 | 1008000 | 1041600 | 1041600 | 630000 | 651000 | 630000 | 585900 | 1171800 |  | Stromkosten
| Producing Carport | 18590 | 12920 | 18590 | 29300 | 31610 | 29300 | 57650 | 57650 | 23000 | 25100 | 23000 | 18590 | 345300 | Days | Verkauf an Ladenstelle | 183360
| Nighoperating Our | 465 | 420 | 434 | 420 | 310 | 240 | 248 | 248 | 420 | 434 | 420 | 465 | 4524 | planed Feed-In Power
| Operating Our Day | 279 | 252 | 310 | 300 | 434 | 480 | 496 | 496 | 300 | 310 | 300 | 279 | 365 | planed power | Effizienz wurde auf | 0,21 berechnet
| Our Summary | 744 | 672 | 744 | 720 | 744 | 720 | 744 | 744 | 720 | 744 | 720 | 744 | 8760 | planed power
| Constructed Power /Our | 2666.67 | 2666.67 | 2666.67 | 3076.92 | 3076.92 | 3076.92 | 4444.44 | 4444.44 | 2857.14 | 2857.14 | 2857.14 | 2666.67 | 3113.145
| Constructed Power | 812.4866 | 806.7262 | 899.9866 | 915.6944 | 1267.4866 | 1440.6944 | 1477.4866 | 1477.4866 | 906.9444 | 908.7366 | 906.9444 | 812.4866 | 1052.7633 | Gesamtleistung | Berechnung der Efizienz | Lst Peak/Kw | Effizienz | In Kw/h
| Planed after Constr. | 1984002.48 | 1792002.24 | 1984002.48 | 2215382.4 | 2289228.48 | 2215382.4 | 3306663.36 | 3306663.36 | 2057140.8 | 2125712.16 | 2057140.8 | 1984002.48 | 27317323.44 | Einspeisung Tag | 10 MW/p Block | 10000 | 21% | 2100
| Power Out | 604490 | 542120 | 669590 | 659300 | 943010 | 1037300 | 1099250 | 1099250 | 653000 | 676100 | 653000 | 604490 | 9240900 |  | 1 MW/p Block | 1000 | 21% | 210
| To Install | 1379512.48 | 1249882.24 | 1314412.48 | 1556082.4 | 1346218.48 | 1178082.4 | 2207413.36 | 2207413.36 | 1404140.8 | 1449612.16 | 1404140.8 | 1379512.48 | 18076423.44 |  | Carport Anlage / Batterie System | 50000 | 100% | 50000
[16 empty] | Carport Ladesystem | 2000 | 21% | 420
| Month | Januar | Februar | März | April | Mai | Juni | Juli | August | Sept. | Oktober | Novemb. | Dez. | Gesamt
| Production | 58590 | 52920 | 58590 | 69300 | 71610 | 69300 | 97650 | 97650 | 63000 | 65100 | 63000 | 58590 | 825300 | Ladeleistung
| Feed-In Power | 18590 | 12920 | 18590 | 29300 | 31610 | 29300 | 57650 | 57650 | 23000 | 25100 | 23000 | 18590 | 345300
| Anlagenleistung | 210 | 210 | 210 | 210 | 210 | 210 | 210 | 210 | 210 | 210 | 210 | 210 | 420 Kw/h
| Daily Ours | 9 | 9 | 9 | 11 | 11 | 11 | 15 | 15 | 10 | 10 | 10 | 9
| Monthly Day | 31 | 28 | 31 | 30 | 31 | 30 | 31 | 31 | 30 | 31 | 30 | 31 | 365
| Operating Time | 279 | 252 | 279 | 330 | 341 | 330 | 465 | 465 | 300 | 310 | 300 | 279 | 3930
| Loading Power | 40000 | 40000 | 40000 | 40000 | 40000 | 40000 | 40000 | 40000 | 40000 | 40000 | 40000 | 40000 | 480000
| Gesamt | 117709 | 106339 | 117709 | 139181 | 143813 | 139181 | 196021 | 196021 | 126550 | 130761 | 126550 | 117709 | 1654895
| KWH/KWP | Real-Data | Real-Data | Real-Data | Real-Data | Real-Data | Real-Data | Real-Data | Real-Data | Real-Data | Real-Data | Real-Data | Real-Data | 1
| Storage/Day | Real-Data | Real-Data | Real-Data | Real-Data | Real-Data | Real-Data | Real-Data | Real-Data | Real-Data | Real-Data | Real-Data | Real-Data | 1
| Feed-In Power | Real-Data | Real-Data | Real-Data | Real-Data | Real-Data | Real-Data | Real-Data | Real-Data | Real-Data | Real-Data | Real-Data | Real-Data | 1
| Storage/Output | Real-Data | Real-Data | Real-Data | Real-Data | Real-Data | Real-Data | Real-Data | Real-Data | Real-Data | Real-Data | Real-Data | Real-Data | 1
| Gesamtverbr. | 1200000 | 1080000 | 1200000 | 1160000 | 1200000 | 1160000 | 1200000 | 1200000 | 1160000 | 1200000 | 1160000 | 1200000 | 14120000
Difference of Power
KWH/KWP
Storage/Day
Feed-In Power
Storage/Output
|  | Graphics Realtime |  | Monthly | [7 empty] | from Database
Full Power Line
Loading Power Cross
Loading Power Netz
Difference of Power
KWH/KWP
Storage/Day
Feed-In Power
Storage/Output
Note on T8: Steffen Bächle: Entladen*KWPreis - Entladen * Einspeisevergütung
Note on B56: KWH

## 2030
2030 | [15 empty] | Feed-In Tarif
[16 empty] | Durchschnittl. Strompreis 2020 | 0.38
| Speicher (KWH) Batteriekapizät mindestens 20 MW pro Monat an Vertrag | [14 empty] | Solar Plant in Kw/h | 2100
| Month | Januar | Februar | März | April | Mai | Juni | Juli | August | Sept. | Oktober | Novemb. | Dez. | Summery |  | Feed-In Tarif in Euro | 0.0621
| Storage Capacity | 50000 | 50000 | 50000 | 50000 | 50000 | 50000 | 50000 | 50000 | 50000 | 50000 | 50000 | 50000 | 50000 | Storage
| Night-Injection | 2666.67 | 2666.67 | 2857.14 | 2857.14 | 4000 | 5000 | 5000 | 5000 | 2857.14 | 2857.14 | 2857.14 | 2666.67 | 3440.48 | Yearly Average | Investition |  |  | Investition fürs Folgejahr | Weitere Jahre Amortisation
| Monthly Night Counter | 31 | 28 | 31 | 30 | 31 | 30 | 31 | 31 | 30 | 31 | 30 | 31 | 365 | days | Offene Invesitionssumme | 12000000 |  | 3584400 | 0.43
| Batterie Operating Time | 15 | 15 | 14 | 14 | 10 | 8 | 8 | 8 | 14 | 14 | 14 | 15 | 8760 | ours | Davon Speicher | 5000000 |  | 4998685.8 | 3803.6
| max.withdrawal | 40000 | 40000 | 40000 | 40000 | 40000 | 40000 | 40000 | 40000 | 40000 | 40000 | 40000 | 40000 | 40000 |  |  |  |  | 1314.2
| Month Operating time | 465 | 420 | 434 | 420 | 310 | 240 | 248 | 248 | 420 | 434 | 420 | 465 | 4524 | Yearly Ours | Kennzahlen
| endof Construction | 23250000 | 21000000 | 21700000 | 21000000 | 15500000 | 12000000 | 12400000 | 12400000 | 21000000 | 21700000 | 21000000 | 23250000 | 226200000 | Total Power | Ladeinrichtung 5 MW | #VALUE!
| Power to Load | 40000 | 40000 | 40000 | 40000 | 40000 | 40000 | 40000 | 40000 | 40000 | 40000 | 40000 | 40000 | 480000 | Depower | Ladequote | #VALUE!
| Gesamt | 1200000 | 1080000 | 1200000 | 1160000 | 1200000 | 1160000 | 1200000 | 1200000 | 1160000 | 1200000 | 1160000 | 1200000 | 14120000 | Total Power
| Power Reserve HVG | 1111.11 | 1111.11 | 1000 | 1000 | 714.29 | 625 | 625 | 625 | 1000 | 1000 | 1000 | 1111.11 | 0% | All Values are | Details zum Speicher
| Depowering | 4444.44 | 4444.44 | 4000 | 4000 | 2857.14 | 2500 | 2500 | 2500 | 4000 | 4000 | 4000 | 4444.44 | 0% | calculated | Speicher geladen | 1
| Input High Volage Grid | 4444.44 | 4444.44 | 4000 | 4000 | 2857.14 | 2500 | 2500 | 2500 | 4000 | 4000 | 4000 | 4444.44 | - | on finnished | Speicher entladen | 3440.48
| Cross / Power | 5555.56 | 5555.56 | 5000 | 5000 | 3571.43 | 3125 | 3125 | 3125 | 5000 | 5000 | 5000 | 5555.56 | 0 | Construction | Speichereffektivität | 344047.62
| Erzeugung 10 MW Block (ca. 2.100 KWH) Solaranlage | [14 empty] | Speicherverlust | -343947.62
| Month | Januar | Februar | März | April | Mai | Juni | Juli | August | Sept. | Oktober | Novemb. | Dez. | Summary |  |  |  | Übersicht Jahresleistungen | Alle Parameter werden im Projekt Garantiert
| Production | 585900 | 529200 | 651000 | 630000 | 911400 | 1008000 | 1041600 | 1041600 | 630000 | 651000 | 630000 | 585900 | 8895600 |  | Technische Parameter | Leistung | Leistung in KW/h | Einspeisevergütung min | Netto Umsatz | Mwst | MWST in EURO |  | Brutto Umsatz
| Feed-In Power | 2100 | 2100 | 2100 | 2100 | 2100 | 2100 | 2100 | 2100 | 2100 | 2100 | 2100 | 2100 | 1 |  | Solar Plant 10 MW Block 1 | 2100 Kw/h | 8415600 | 0.091 | 765819.6 | 19% | 145505.72 |  | 911325.32
| Operating Ours | 9 | 9 | 10 | 10 | 14 | 16 | 16 | 16 | 10 | 10 | 10 | 9 | 1 |  | Batteriebetrieb | 50000 Kw/h | 14600000 | 0.091 | 1328600 | 19% | 252434 |  | 1581034
| Operating Days | 31 | 28 | 31 | 30 | 31 | 30 | 31 | 31 | 30 | 31 | 30 | 31 | 365 | 8760 | 500 KW Anlage | 105 Kw/h | 825300 | 0.091 | 75102.3 | 19% | 14269.44 |  | 89371.74
| Monthly Our | 279 | 252 | 310 | 300 | 434 | 480 | 496 | 496 | 300 | 310 | 300 | 279 | 4236 |  | Nur für die Batterie
| Delivery | 545900 | 489200 | 611000 | 590000 | 871400 | 968000 | 1001600 | 1001600 | 590000 | 611000 | 590000 | 545900 | 8415600 | Batterie Load | Realtime Betrieb / Ist Werte Übernahme |  | 10 MW Leistungsreserve Nacht
| Deliver to Battery | 2100 | 2100 | 2100 | 2100 | 2100 | 2100 | 2100 | 2100 | 2100 | 2100 | 2100 | 2100 | 480000 | Feed-IN | Solaranlage 10 MW Block |  | Solar Park Block 1 | Nachtabschaltung ab 400 Kw
| Gesamt | 545900 | 489200 | 611000 | 590000 | 871400 | 968000 | 1001600 | 1001600 | 590000 | 611000 | 590000 | 545900 | 8415600 |  | Batteriebetrieb |  | software Requirement | time dependent shutdowm
| Difference | Real-Data | Real-Data | Real-Data | Real-Data | Real-Data | Real-Data | Real-Data | Real-Data | Real-Data | Real-Data | Real-Data | Real-Data | 1 | Raeltime Operating Night | 500 KW Anlage |  | Battery - 20% | 14 Day Full Cycling
| Storage / Day | Real-Data | Real-Data | Real-Data | Real-Data | Real-Data | Real-Data | Real-Data | Real-Data | Real-Data | Real-Data | Real-Data | Real-Data | 1 | Storage Load Oerating | Umschaltung / Tme ist |  | 1,3 Sekunden | Netfrequency based | Switching from Night to day
| Feed-in /realtime | Real-Data | Real-Data | Real-Data | Real-Data | Real-Data | Real-Data | Real-Data | Real-Data | Real-Data | Real-Data | Real-Data | Real-Data | 1 | Feed-In Realtime | Powerapp Schaltung |  | Software based Switching | Under 50 Hz AutoSwitching
| Storage History | Real-Data | Real-Data | Real-Data | Real-Data | Real-Data | Real-Data | Real-Data | Real-Data | Real-Data | Real-Data | Real-Data | Real-Data | 1 | Average Storage Load | Nightoperating in the Year
| Brutto Leistungsberechnung nach Betriebszeit (Nachtspeisung) | [14 empty] | Feed in Tarif |  |  |  | 2169521.9 | 19% |  | 412209.16 |  | 2581731.06
| Month | Januar | Februar | März | April | Mai | Juni | Juli | August | Sept. | Oktober | Novemb. | Dez. | Summary
| Producing Block 1 | 585900 | 529200 | 651000 | 630000 | 911400 | 1008000 | 1041600 | 1041600 | 630000 | 651000 | 630000 | 585900 | 1171800 |  | Stromkosten
| Producing Carport | 18590 | 12920 | 18590 | 29300 | 31610 | 29300 | 57650 | 57650 | 23000 | 25100 | 23000 | 18590 | 345300 | Days | Verkauf an Ladenstelle | 183360
| Nighoperating Our | 465 | 420 | 434 | 420 | 310 | 240 | 248 | 248 | 420 | 434 | 420 | 465 | 4524 | planed Feed-In Power
| Operating Our Day | 279 | 252 | 310 | 300 | 434 | 480 | 496 | 496 | 300 | 310 | 300 | 279 | 365 | planed power | Effizienz wurde auf | 0,21 berechnet
| Our Summary | 744 | 672 | 744 | 720 | 744 | 720 | 744 | 744 | 720 | 744 | 720 | 744 | 8760 | planed power
| Constructed Power /Our | 2666.67 | 2666.67 | 2666.67 | 3076.92 | 3076.92 | 3076.92 | 4444.44 | 4444.44 | 2857.14 | 2857.14 | 2857.14 | 2666.67 | 3113.145
| Constructed Power | 812.4866 | 806.7262 | 899.9866 | 915.6944 | 1267.4866 | 1440.6944 | 1477.4866 | 1477.4866 | 906.9444 | 908.7366 | 906.9444 | 812.4866 | 1052.7633 | Gesamtleistung | Berechnung der Efizienz | Lst Peak/Kw | Effizienz | In Kw/h
| Planed after Constr. | 1984002.48 | 1792002.24 | 1984002.48 | 2215382.4 | 2289228.48 | 2215382.4 | 3306663.36 | 3306663.36 | 2057140.8 | 2125712.16 | 2057140.8 | 1984002.48 | 27317323.44 | Einspeisung Tag | 10 MW/p Block | 10000 | 21% | 2100
| Power Out | 604490 | 542120 | 669590 | 659300 | 943010 | 1037300 | 1099250 | 1099250 | 653000 | 676100 | 653000 | 604490 | 9240900 |  | 1 MW/p Block | 1000 | 21% | 210
| To Install | 1379512.48 | 1249882.24 | 1314412.48 | 1556082.4 | 1346218.48 | 1178082.4 | 2207413.36 | 2207413.36 | 1404140.8 | 1449612.16 | 1404140.8 | 1379512.48 | 18076423.44 |  | Carport Anlage / Batterie System | 50000 | 100% | 50000
[16 empty] | Carport Ladesystem | 2000 | 21% | 420
| Month | Januar | Februar | März | April | Mai | Juni | Juli | August | Sept. | Oktober | Novemb. | Dez. | Gesamt
| Production | 58590 | 52920 | 58590 | 69300 | 71610 | 69300 | 97650 | 97650 | 63000 | 65100 | 63000 | 58590 | 825300 | Ladeleistung
| Feed-In Power | 18590 | 12920 | 18590 | 29300 | 31610 | 29300 | 57650 | 57650 | 23000 | 25100 | 23000 | 18590 | 345300
| Anlagenleistung | 210 | 210 | 210 | 210 | 210 | 210 | 210 | 210 | 210 | 210 | 210 | 210 | 420 Kw/h
| Daily Ours | 9 | 9 | 9 | 11 | 11 | 11 | 15 | 15 | 10 | 10 | 10 | 9
| Monthly Day | 31 | 28 | 31 | 30 | 31 | 30 | 31 | 31 | 30 | 31 | 30 | 31 | 365
| Operating Time | 279 | 252 | 279 | 330 | 341 | 330 | 465 | 465 | 300 | 310 | 300 | 279 | 3930
| Loading Power | 40000 | 40000 | 40000 | 40000 | 40000 | 40000 | 40000 | 40000 | 40000 | 40000 | 40000 | 40000 | 480000
| Gesamt | 117709 | 106339 | 117709 | 139181 | 143813 | 139181 | 196021 | 196021 | 126550 | 130761 | 126550 | 117709 | 1654895
| KWH/KWP | Real-Data | Real-Data | Real-Data | Real-Data | Real-Data | Real-Data | Real-Data | Real-Data | Real-Data | Real-Data | Real-Data | Real-Data | 1
| Storage/Day | Real-Data | Real-Data | Real-Data | Real-Data | Real-Data | Real-Data | Real-Data | Real-Data | Real-Data | Real-Data | Real-Data | Real-Data | 1
| Feed-In Power | Real-Data | Real-Data | Real-Data | Real-Data | Real-Data | Real-Data | Real-Data | Real-Data | Real-Data | Real-Data | Real-Data | Real-Data | 1
| Storage/Output | Real-Data | Real-Data | Real-Data | Real-Data | Real-Data | Real-Data | Real-Data | Real-Data | Real-Data | Real-Data | Real-Data | Real-Data | 1
| Gesamtverbr. | 1200000 | 1080000 | 1200000 | 1160000 | 1200000 | 1160000 | 1200000 | 1200000 | 1160000 | 1200000 | 1160000 | 1200000 | 14120000
Difference of Power
KWH/KWP
Storage/Day
Feed-In Power
Storage/Output
|  | Graphics Realtime |  | Monthly | [7 empty] | from Database
Full Power Line
Loading Power Cross
Loading Power Netz
Difference of Power
KWH/KWP
Storage/Day
Feed-In Power
Storage/Output
Note on T8: Steffen Bächle: Entladen*KWPreis - Entladen * Einspeisevergütung
Note on B56: KWH

## 2031
2031 | [15 empty] | Feed-In Tarif
[16 empty] | Durchschnittl. Strompreis 2020 | 0.38
| Speicher (KWH) Batteriekapizät mindestens 20 MW pro Monat an Vertrag | [14 empty] | Solar Plant in Kw/h | 2100
| Month | Januar | Februar | März | April | Mai | Juni | Juli | August | Sept. | Oktober | Novemb. | Dez. | Summery |  | Feed-In Tarif in Euro | 0.0621
| Storage Capacity | 50000 | 50000 | 50000 | 50000 | 50000 | 50000 | 50000 | 50000 | 50000 | 50000 | 50000 | 50000 | 50000 | Storage
| Night-Injection | 2666.67 | 2666.67 | 2857.14 | 2857.14 | 4000 | 5000 | 5000 | 5000 | 2857.14 | 2857.14 | 2857.14 | 2666.67 | 3440.48 | Yearly Average | Investition |  |  | Investition fürs Folgejahr | Weitere Jahre Amortisation
| Monthly Night Counter | 31 | 28 | 31 | 30 | 31 | 30 | 31 | 31 | 30 | 31 | 30 | 31 | 365 | days | Offene Invesitionssumme | 12000000 |  | 3584400 | 0.43
| Batterie Operating Time | 15 | 15 | 14 | 14 | 10 | 8 | 8 | 8 | 14 | 14 | 14 | 15 | 8760 | ours | Davon Speicher | 5000000 |  | 4998685.8 | 3803.6
| max.withdrawal | 40000 | 40000 | 40000 | 40000 | 40000 | 40000 | 40000 | 40000 | 40000 | 40000 | 40000 | 40000 | 40000 |  |  |  |  | 1314.2
| Month Operating time | 465 | 420 | 434 | 420 | 310 | 240 | 248 | 248 | 420 | 434 | 420 | 465 | 4524 | Yearly Ours | Kennzahlen
| endof Construction | 23250000 | 21000000 | 21700000 | 21000000 | 15500000 | 12000000 | 12400000 | 12400000 | 21000000 | 21700000 | 21000000 | 23250000 | 226200000 | Total Power | Ladeinrichtung 5 MW | #VALUE!
| Power to Load | 40000 | 40000 | 40000 | 40000 | 40000 | 40000 | 40000 | 40000 | 40000 | 40000 | 40000 | 40000 | 480000 | Depower | Ladequote | #VALUE!
| Gesamt | 1200000 | 1080000 | 1200000 | 1160000 | 1200000 | 1160000 | 1200000 | 1200000 | 1160000 | 1200000 | 1160000 | 1200000 | 14120000 | Total Power
| Power Reserve HVG | 1111.11 | 1111.11 | 1000 | 1000 | 714.29 | 625 | 625 | 625 | 1000 | 1000 | 1000 | 1111.11 | 0% | All Values are | Details zum Speicher
| Depowering | 4444.44 | 4444.44 | 4000 | 4000 | 2857.14 | 2500 | 2500 | 2500 | 4000 | 4000 | 4000 | 4444.44 | 0% | calculated | Speicher geladen | 1
| Input High Volage Grid | 4444.44 | 4444.44 | 4000 | 4000 | 2857.14 | 2500 | 2500 | 2500 | 4000 | 4000 | 4000 | 4444.44 | - | on finnished | Speicher entladen | 3440.48
| Cross / Power | 5555.56 | 5555.56 | 5000 | 5000 | 3571.43 | 3125 | 3125 | 3125 | 5000 | 5000 | 5000 | 5555.56 | 0 | Construction | Speichereffektivität | 344047.62
| Erzeugung 10 MW Block (ca. 2.100 KWH) Solaranlage | [14 empty] | Speicherverlust | -343947.62
| Month | Januar | Februar | März | April | Mai | Juni | Juli | August | Sept. | Oktober | Novemb. | Dez. | Summary |  |  |  | Übersicht Jahresleistungen | Alle Parameter werden im Projekt Garantiert
| Production | 585900 | 529200 | 651000 | 630000 | 911400 | 1008000 | 1041600 | 1041600 | 630000 | 651000 | 630000 | 585900 | 8895600 |  | Technische Parameter | Leistung | Leistung in KW/h | Einspeisevergütung min | Netto Umsatz | Mwst | MWST in EURO |  | Brutto Umsatz
| Feed-In Power | 2100 | 2100 | 2100 | 2100 | 2100 | 2100 | 2100 | 2100 | 2100 | 2100 | 2100 | 2100 | 1 |  | Solar Plant 10 MW Block 1 | 2100 Kw/h | 8415600 | 0.091 | 765819.6 | 19% | 145505.72 |  | 911325.32
| Operating Ours | 9 | 9 | 10 | 10 | 14 | 16 | 16 | 16 | 10 | 10 | 10 | 9 | 1 |  | Batteriebetrieb | 50000 Kw/h | 14600000 | 0.091 | 1328600 | 19% | 252434 |  | 1581034
| Operating Days | 31 | 28 | 31 | 30 | 31 | 30 | 31 | 31 | 30 | 31 | 30 | 31 | 365 | 8760 | 500 KW Anlage | 105 Kw/h | 825300 | 0.091 | 75102.3 | 19% | 14269.44 |  | 89371.74
| Monthly Our | 279 | 252 | 310 | 300 | 434 | 480 | 496 | 496 | 300 | 310 | 300 | 279 | 4236 |  | Nur für die Batterie
| Delivery | 545900 | 489200 | 611000 | 590000 | 871400 | 968000 | 1001600 | 1001600 | 590000 | 611000 | 590000 | 545900 | 8415600 | Batterie Load | Realtime Betrieb / Ist Werte Übernahme |  | 10 MW Leistungsreserve Nacht
| Deliver to Battery | 2100 | 2100 | 2100 | 2100 | 2100 | 2100 | 2100 | 2100 | 2100 | 2100 | 2100 | 2100 | 480000 | Feed-IN | Solaranlage 10 MW Block |  | Solar Park Block 1 | Nachtabschaltung ab 400 Kw
| Gesamt | 545900 | 489200 | 611000 | 590000 | 871400 | 968000 | 1001600 | 1001600 | 590000 | 611000 | 590000 | 545900 | 8415600 |  | Batteriebetrieb |  | software Requirement | time dependent shutdowm
| Difference | Real-Data | Real-Data | Real-Data | Real-Data | Real-Data | Real-Data | Real-Data | Real-Data | Real-Data | Real-Data | Real-Data | Real-Data | 1 | Raeltime Operating Night | 500 KW Anlage |  | Battery - 20% | 14 Day Full Cycling
| Storage / Day | Real-Data | Real-Data | Real-Data | Real-Data | Real-Data | Real-Data | Real-Data | Real-Data | Real-Data | Real-Data | Real-Data | Real-Data | 1 | Storage Load Oerating | Umschaltung / Tme ist |  | 1,3 Sekunden | Netfrequency based | Switching from Night to day
| Feed-in /realtime | Real-Data | Real-Data | Real-Data | Real-Data | Real-Data | Real-Data | Real-Data | Real-Data | Real-Data | Real-Data | Real-Data | Real-Data | 1 | Feed-In Realtime | Powerapp Schaltung |  | Software based Switching | Under 50 Hz AutoSwitching
| Storage History | Real-Data | Real-Data | Real-Data | Real-Data | Real-Data | Real-Data | Real-Data | Real-Data | Real-Data | Real-Data | Real-Data | Real-Data | 1 | Average Storage Load | Nightoperating in the Year
| Brutto Leistungsberechnung nach Betriebszeit (Nachtspeisung) | [14 empty] | Feed in Tarif |  |  |  | 2169521.9 | 19% |  | 412209.16 |  | 2581731.06
| Month | Januar | Februar | März | April | Mai | Juni | Juli | August | Sept. | Oktober | Novemb. | Dez. | Summary
| Producing Block 1 | 585900 | 529200 | 651000 | 630000 | 911400 | 1008000 | 1041600 | 1041600 | 630000 | 651000 | 630000 | 585900 | 1171800 |  | Stromkosten
| Producing Carport | 18590 | 12920 | 18590 | 29300 | 31610 | 29300 | 57650 | 57650 | 23000 | 25100 | 23000 | 18590 | 345300 | Days | Verkauf an Ladenstelle | 183360
| Nighoperating Our | 465 | 420 | 434 | 420 | 310 | 240 | 248 | 248 | 420 | 434 | 420 | 465 | 4524 | planed Feed-In Power
| Operating Our Day | 279 | 252 | 310 | 300 | 434 | 480 | 496 | 496 | 300 | 310 | 300 | 279 | 365 | planed power | Effizienz wurde auf | 0,21 berechnet
| Our Summary | 744 | 672 | 744 | 720 | 744 | 720 | 744 | 744 | 720 | 744 | 720 | 744 | 8760 | planed power
| Constructed Power /Our | 2666.67 | 2666.67 | 2666.67 | 3076.92 | 3076.92 | 3076.92 | 4444.44 | 4444.44 | 2857.14 | 2857.14 | 2857.14 | 2666.67 | 3113.145
| Constructed Power | 812.4866 | 806.7262 | 899.9866 | 915.6944 | 1267.4866 | 1440.6944 | 1477.4866 | 1477.4866 | 906.9444 | 908.7366 | 906.9444 | 812.4866 | 1052.7633 | Gesamtleistung | Berechnung der Efizienz | Lst Peak/Kw | Effizienz | In Kw/h
| Planed after Constr. | 1984002.48 | 1792002.24 | 1984002.48 | 2215382.4 | 2289228.48 | 2215382.4 | 3306663.36 | 3306663.36 | 2057140.8 | 2125712.16 | 2057140.8 | 1984002.48 | 27317323.44 | Einspeisung Tag | 10 MW/p Block | 10000 | 21% | 2100
| Power Out | 604490 | 542120 | 669590 | 659300 | 943010 | 1037300 | 1099250 | 1099250 | 653000 | 676100 | 653000 | 604490 | 9240900 |  | 1 MW/p Block | 1000 | 21% | 210
| To Install | 1379512.48 | 1249882.24 | 1314412.48 | 1556082.4 | 1346218.48 | 1178082.4 | 2207413.36 | 2207413.36 | 1404140.8 | 1449612.16 | 1404140.8 | 1379512.48 | 18076423.44 |  | Carport Anlage / Batterie System | 50000 | 100% | 50000
[16 empty] | Carport Ladesystem | 2000 | 21% | 420
| Month | Januar | Februar | März | April | Mai | Juni | Juli | August | Sept. | Oktober | Novemb. | Dez. | Gesamt
| Production | 58590 | 52920 | 58590 | 69300 | 71610 | 69300 | 97650 | 97650 | 63000 | 65100 | 63000 | 58590 | 825300 | Ladeleistung
| Feed-In Power | 18590 | 12920 | 18590 | 29300 | 31610 | 29300 | 57650 | 57650 | 23000 | 25100 | 23000 | 18590 | 345300
| Anlagenleistung | 210 | 210 | 210 | 210 | 210 | 210 | 210 | 210 | 210 | 210 | 210 | 210 | 420 Kw/h
| Daily Ours | 9 | 9 | 9 | 11 | 11 | 11 | 15 | 15 | 10 | 10 | 10 | 9
| Monthly Day | 31 | 28 | 31 | 30 | 31 | 30 | 31 | 31 | 30 | 31 | 30 | 31 | 365
| Operating Time | 279 | 252 | 279 | 330 | 341 | 330 | 465 | 465 | 300 | 310 | 300 | 279 | 3930
| Loading Power | 40000 | 40000 | 40000 | 40000 | 40000 | 40000 | 40000 | 40000 | 40000 | 40000 | 40000 | 40000 | 480000
| Gesamt | 117709 | 106339 | 117709 | 139181 | 143813 | 139181 | 196021 | 196021 | 126550 | 130761 | 126550 | 117709 | 1654895
| KWH/KWP | Real-Data | Real-Data | Real-Data | Real-Data | Real-Data | Real-Data | Real-Data | Real-Data | Real-Data | Real-Data | Real-Data | Real-Data | 1
| Storage/Day | Real-Data | Real-Data | Real-Data | Real-Data | Real-Data | Real-Data | Real-Data | Real-Data | Real-Data | Real-Data | Real-Data | Real-Data | 1
| Feed-In Power | Real-Data | Real-Data | Real-Data | Real-Data | Real-Data | Real-Data | Real-Data | Real-Data | Real-Data | Real-Data | Real-Data | Real-Data | 1
| Storage/Output | Real-Data | Real-Data | Real-Data | Real-Data | Real-Data | Real-Data | Real-Data | Real-Data | Real-Data | Real-Data | Real-Data | Real-Data | 1
| Gesamtverbr. | 1200000 | 1080000 | 1200000 | 1160000 | 1200000 | 1160000 | 1200000 | 1200000 | 1160000 | 1200000 | 1160000 | 1200000 | 14120000
Difference of Power
KWH/KWP
Storage/Day
Feed-In Power
Storage/Output
|  | Graphics Realtime |  | Monthly | [7 empty] | from Database
Full Power Line
Loading Power Cross
Loading Power Netz
Difference of Power
KWH/KWP
Storage/Day
Feed-In Power
Storage/Output
Note on T8: Steffen Bächle: Entladen*KWPreis - Entladen * Einspeisevergütung
Note on B56: KWH

## 2032
2032 | [15 empty] | Feed-In Tarif
[16 empty] | Durchschnittl. Strompreis 2020 | 0.38
| Speicher (KWH) Batteriekapizät mindestens 20 MW pro Monat an Vertrag | [14 empty] | Solar Plant in Kw/h | 2100
| Month | Januar | Februar | März | April | Mai | Juni | Juli | August | Sept. | Oktober | Novemb. | Dez. | Summery |  | Feed-In Tarif in Euro | 0.0621
| Storage Capacity | 50000 | 50000 | 50000 | 50000 | 50000 | 50000 | 50000 | 50000 | 50000 | 50000 | 50000 | 50000 | 50000 | Storage
| Night-Injection | 2666.67 | 2666.67 | 2857.14 | 2857.14 | 4000 | 5000 | 5000 | 5000 | 2857.14 | 2857.14 | 2857.14 | 2666.67 | 3440.48 | Yearly Average | Investition |  |  | Investition fürs Folgejahr | Weitere Jahre Amortisation
| Monthly Night Counter | 31 | 28 | 31 | 30 | 31 | 30 | 31 | 31 | 30 | 31 | 30 | 31 | 365 | days | Offene Invesitionssumme | 12000000 |  | 3584400 | 0.43
| Batterie Operating Time | 15 | 15 | 14 | 14 | 10 | 8 | 8 | 8 | 14 | 14 | 14 | 15 | 8760 | ours | Davon Speicher | 5000000 |  | 4998685.8 | 3803.6
| max.withdrawal | 40000 | 40000 | 40000 | 40000 | 40000 | 40000 | 40000 | 40000 | 40000 | 40000 | 40000 | 40000 | 40000 |  |  |  |  | 1314.2
| Month Operating time | 465 | 420 | 434 | 420 | 310 | 240 | 248 | 248 | 420 | 434 | 420 | 465 | 4524 | Yearly Ours | Kennzahlen
| endof Construction | 23250000 | 21000000 | 21700000 | 21000000 | 15500000 | 12000000 | 12400000 | 12400000 | 21000000 | 21700000 | 21000000 | 23250000 | 226200000 | Total Power | Ladeinrichtung 5 MW | #VALUE!
| Power to Load | 40000 | 40000 | 40000 | 40000 | 40000 | 40000 | 40000 | 40000 | 40000 | 40000 | 40000 | 40000 | 480000 | Depower | Ladequote | #VALUE!
| Gesamt | 1200000 | 1080000 | 1200000 | 1160000 | 1200000 | 1160000 | 1200000 | 1200000 | 1160000 | 1200000 | 1160000 | 1200000 | 14120000 | Total Power
| Power Reserve HVG | 1111.11 | 1111.11 | 1000 | 1000 | 714.29 | 625 | 625 | 625 | 1000 | 1000 | 1000 | 1111.11 | 0% | All Values are | Details zum Speicher
| Depowering | 4444.44 | 4444.44 | 4000 | 4000 | 2857.14 | 2500 | 2500 | 2500 | 4000 | 4000 | 4000 | 4444.44 | 0% | calculated | Speicher geladen | 1
| Input High Volage Grid | 4444.44 | 4444.44 | 4000 | 4000 | 2857.14 | 2500 | 2500 | 2500 | 4000 | 4000 | 4000 | 4444.44 | - | on finnished | Speicher entladen | 3440.48
| Cross / Power | 5555.56 | 5555.56 | 5000 | 5000 | 3571.43 | 3125 | 3125 | 3125 | 5000 | 5000 | 5000 | 5555.56 | 0 | Construction | Speichereffektivität | 344047.62
| Erzeugung 10 MW Block (ca. 2.100 KWH) Solaranlage | [14 empty] | Speicherverlust | -343947.62
| Month | Januar | Februar | März | April | Mai | Juni | Juli | August | Sept. | Oktober | Novemb. | Dez. | Summary |  |  |  | Übersicht Jahresleistungen | Alle Parameter werden im Projekt Garantiert
| Production | 585900 | 529200 | 651000 | 630000 | 911400 | 1008000 | 1041600 | 1041600 | 630000 | 651000 | 630000 | 585900 | 8895600 |  | Technische Parameter | Leistung | Leistung in KW/h | Einspeisevergütung min | Netto Umsatz | Mwst | MWST in EURO |  | Brutto Umsatz
| Feed-In Power | 2100 | 2100 | 2100 | 2100 | 2100 | 2100 | 2100 | 2100 | 2100 | 2100 | 2100 | 2100 | 1 |  | Solar Plant 10 MW Block 1 | 2100 Kw/h | 8415600 | 0.091 | 765819.6 | 19% | 145505.72 |  | 911325.32
| Operating Ours | 9 | 9 | 10 | 10 | 14 | 16 | 16 | 16 | 10 | 10 | 10 | 9 | 1 |  | Batteriebetrieb | 50000 Kw/h | 14600000 | 0.091 | 1328600 | 19% | 252434 |  | 1581034
| Operating Days | 31 | 28 | 31 | 30 | 31 | 30 | 31 | 31 | 30 | 31 | 30 | 31 | 365 | 8760 | 500 KW Anlage | 105 Kw/h | 825300 | 0.091 | 75102.3 | 19% | 14269.44 |  | 89371.74
| Monthly Our | 279 | 252 | 310 | 300 | 434 | 480 | 496 | 496 | 300 | 310 | 300 | 279 | 4236 |  | Nur für die Batterie
| Delivery | 545900 | 489200 | 611000 | 590000 | 871400 | 968000 | 1001600 | 1001600 | 590000 | 611000 | 590000 | 545900 | 8415600 | Batterie Load | Realtime Betrieb / Ist Werte Übernahme |  | 10 MW Leistungsreserve Nacht
| Deliver to Battery | 2100 | 2100 | 2100 | 2100 | 2100 | 2100 | 2100 | 2100 | 2100 | 2100 | 2100 | 2100 | 480000 | Feed-IN | Solaranlage 10 MW Block |  | Solar Park Block 1 | Nachtabschaltung ab 400 Kw
| Gesamt | 545900 | 489200 | 611000 | 590000 | 871400 | 968000 | 1001600 | 1001600 | 590000 | 611000 | 590000 | 545900 | 8415600 |  | Batteriebetrieb |  | software Requirement | time dependent shutdowm
| Difference | Real-Data | Real-Data | Real-Data | Real-Data | Real-Data | Real-Data | Real-Data | Real-Data | Real-Data | Real-Data | Real-Data | Real-Data | 1 | Raeltime Operating Night | 500 KW Anlage |  | Battery - 20% | 14 Day Full Cycling
| Storage / Day | Real-Data | Real-Data | Real-Data | Real-Data | Real-Data | Real-Data | Real-Data | Real-Data | Real-Data | Real-Data | Real-Data | Real-Data | 1 | Storage Load Oerating | Umschaltung / Tme ist |  | 1,3 Sekunden | Netfrequency based | Switching from Night to day
| Feed-in /realtime | Real-Data | Real-Data | Real-Data | Real-Data | Real-Data | Real-Data | Real-Data | Real-Data | Real-Data | Real-Data | Real-Data | Real-Data | 1 | Feed-In Realtime | Powerapp Schaltung |  | Software based Switching | Under 50 Hz AutoSwitching
| Storage History | Real-Data | Real-Data | Real-Data | Real-Data | Real-Data | Real-Data | Real-Data | Real-Data | Real-Data | Real-Data | Real-Data | Real-Data | 1 | Average Storage Load | Nightoperating in the Year
| Brutto Leistungsberechnung nach Betriebszeit (Nachtspeisung) | [14 empty] | Feed in Tarif |  |  |  | 2169521.9 | 19% |  | 412209.16 |  | 2581731.06
| Month | Januar | Februar | März | April | Mai | Juni | Juli | August | Sept. | Oktober | Novemb. | Dez. | Summary
| Producing Block 1 | 585900 | 529200 | 651000 | 630000 | 911400 | 1008000 | 1041600 | 1041600 | 630000 | 651000 | 630000 | 585900 | 1171800 |  | Stromkosten
| Producing Carport | 18590 | 12920 | 18590 | 29300 | 31610 | 29300 | 57650 | 57650 | 23000 | 25100 | 23000 | 18590 | 345300 | Days | Verkauf an Ladenstelle | 183360
| Nighoperating Our | 465 | 420 | 434 | 420 | 310 | 240 | 248 | 248 | 420 | 434 | 420 | 465 | 4524 | planed Feed-In Power
| Operating Our Day | 279 | 252 | 310 | 300 | 434 | 480 | 496 | 496 | 300 | 310 | 300 | 279 | 365 | planed power | Effizienz wurde auf | 0,21 berechnet
| Our Summary | 744 | 672 | 744 | 720 | 744 | 720 | 744 | 744 | 720 | 744 | 720 | 744 | 8760 | planed power
| Constructed Power /Our | 2666.67 | 2666.67 | 2666.67 | 3076.92 | 3076.92 | 3076.92 | 4444.44 | 4444.44 | 2857.14 | 2857.14 | 2857.14 | 2666.67 | 3113.145
| Constructed Power | 812.4866 | 806.7262 | 899.9866 | 915.6944 | 1267.4866 | 1440.6944 | 1477.4866 | 1477.4866 | 906.9444 | 908.7366 | 906.9444 | 812.4866 | 1052.7633 | Gesamtleistung | Berechnung der Efizienz | Lst Peak/Kw | Effizienz | In Kw/h
| Planed after Constr. | 1984002.48 | 1792002.24 | 1984002.48 | 2215382.4 | 2289228.48 | 2215382.4 | 3306663.36 | 3306663.36 | 2057140.8 | 2125712.16 | 2057140.8 | 1984002.48 | 27317323.44 | Einspeisung Tag | 10 MW/p Block | 10000 | 21% | 2100
| Power Out | 604490 | 542120 | 669590 | 659300 | 943010 | 1037300 | 1099250 | 1099250 | 653000 | 676100 | 653000 | 604490 | 9240900 |  | 1 MW/p Block | 1000 | 21% | 210
| To Install | 1379512.48 | 1249882.24 | 1314412.48 | 1556082.4 | 1346218.48 | 1178082.4 | 2207413.36 | 2207413.36 | 1404140.8 | 1449612.16 | 1404140.8 | 1379512.48 | 18076423.44 |  | Carport Anlage / Batterie System | 50000 | 100% | 50000
[16 empty] | Carport Ladesystem | 2000 | 21% | 420
| Month | Januar | Februar | März | April | Mai | Juni | Juli | August | Sept. | Oktober | Novemb. | Dez. | Gesamt
| Production | 58590 | 52920 | 58590 | 69300 | 71610 | 69300 | 97650 | 97650 | 63000 | 65100 | 63000 | 58590 | 825300 | Ladeleistung
| Feed-In Power | 18590 | 12920 | 18590 | 29300 | 31610 | 29300 | 57650 | 57650 | 23000 | 25100 | 23000 | 18590 | 345300
| Anlagenleistung | 210 | 210 | 210 | 210 | 210 | 210 | 210 | 210 | 210 | 210 | 210 | 210 | 420 Kw/h
| Daily Ours | 9 | 9 | 9 | 11 | 11 | 11 | 15 | 15 | 10 | 10 | 10 | 9
| Monthly Day | 31 | 28 | 31 | 30 | 31 | 30 | 31 | 31 | 30 | 31 | 30 | 31 | 365
| Operating Time | 279 | 252 | 279 | 330 | 341 | 330 | 465 | 465 | 300 | 310 | 300 | 279 | 3930
| Loading Power | 40000 | 40000 | 40000 | 40000 | 40000 | 40000 | 40000 | 40000 | 40000 | 40000 | 40000 | 40000 | 480000
| Gesamt | 117709 | 106339 | 117709 | 139181 | 143813 | 139181 | 196021 | 196021 | 126550 | 130761 | 126550 | 117709 | 1654895
| KWH/KWP | Real-Data | Real-Data | Real-Data | Real-Data | Real-Data | Real-Data | Real-Data | Real-Data | Real-Data | Real-Data | Real-Data | Real-Data | 1
| Storage/Day | Real-Data | Real-Data | Real-Data | Real-Data | Real-Data | Real-Data | Real-Data | Real-Data | Real-Data | Real-Data | Real-Data | Real-Data | 1
| Feed-In Power | Real-Data | Real-Data | Real-Data | Real-Data | Real-Data | Real-Data | Real-Data | Real-Data | Real-Data | Real-Data | Real-Data | Real-Data | 1
| Storage/Output | Real-Data | Real-Data | Real-Data | Real-Data | Real-Data | Real-Data | Real-Data | Real-Data | Real-Data | Real-Data | Real-Data | Real-Data | 1
| Gesamtverbr. | 1200000 | 1080000 | 1200000 | 1160000 | 1200000 | 1160000 | 1200000 | 1200000 | 1160000 | 1200000 | 1160000 | 1200000 | 14120000
Difference of Power
KWH/KWP
Storage/Day
Feed-In Power
Storage/Output
|  | Graphics Realtime |  | Monthly | [7 empty] | from Database
Full Power Line
Loading Power Cross
Loading Power Netz
Difference of Power
KWH/KWP
Storage/Day
Feed-In Power
Storage/Output
Note on T8: Steffen Bächle: Entladen*KWPreis - Entladen * Einspeisevergütung
Note on B56: KWH

## 2033
2033 | [15 empty] | Feed-In Tarif
[16 empty] | Durchschnittl. Strompreis 2020 | 0.38
| Speicher (KWH) Batteriekapizät mindestens 20 MW pro Monat an Vertrag | [14 empty] | Solar Plant in Kw/h | 2100
| Month | Januar | Februar | März | April | Mai | Juni | Juli | August | Sept. | Oktober | Novemb. | Dez. | Summery |  | Feed-In Tarif in Euro | 0.0621
| Storage Capacity | 50000 | 50000 | 50000 | 50000 | 50000 | 50000 | 50000 | 50000 | 50000 | 50000 | 50000 | 50000 | 50000 | Storage
| Night-Injection | 2666.67 | 2666.67 | 2857.14 | 2857.14 | 4000 | 5000 | 5000 | 5000 | 2857.14 | 2857.14 | 2857.14 | 2666.67 | 3440.48 | Yearly Average | Investition |  |  | Investition fürs Folgejahr | Weitere Jahre Amortisation
| Monthly Night Counter | 31 | 28 | 31 | 30 | 31 | 30 | 31 | 31 | 30 | 31 | 30 | 31 | 365 | days | Offene Invesitionssumme | 12000000 |  | 3584400 | 0.43
| Batterie Operating Time | 15 | 15 | 14 | 14 | 10 | 8 | 8 | 8 | 14 | 14 | 14 | 15 | 8760 | ours | Davon Speicher | 5000000 |  | 4998685.8 | 3803.6
| max.withdrawal | 40000 | 40000 | 40000 | 40000 | 40000 | 40000 | 40000 | 40000 | 40000 | 40000 | 40000 | 40000 | 40000 |  |  |  |  | 1314.2
| Month Operating time | 465 | 420 | 434 | 420 | 310 | 240 | 248 | 248 | 420 | 434 | 420 | 465 | 4524 | Yearly Ours | Kennzahlen
| endof Construction | 23250000 | 21000000 | 21700000 | 21000000 | 15500000 | 12000000 | 12400000 | 12400000 | 21000000 | 21700000 | 21000000 | 23250000 | 226200000 | Total Power | Ladeinrichtung 5 MW | #VALUE!
| Power to Load | 40000 | 40000 | 40000 | 40000 | 40000 | 40000 | 40000 | 40000 | 40000 | 40000 | 40000 | 40000 | 480000 | Depower | Ladequote | #VALUE!
| Gesamt | 1200000 | 1080000 | 1200000 | 1160000 | 1200000 | 1160000 | 1200000 | 1200000 | 1160000 | 1200000 | 1160000 | 1200000 | 14120000 | Total Power
| Power Reserve HVG | 1111.11 | 1111.11 | 1000 | 1000 | 714.29 | 625 | 625 | 625 | 1000 | 1000 | 1000 | 1111.11 | 0% | All Values are | Details zum Speicher
| Depowering | 4444.44 | 4444.44 | 4000 | 4000 | 2857.14 | 2500 | 2500 | 2500 | 4000 | 4000 | 4000 | 4444.44 | 0% | calculated | Speicher geladen | 1
| Input High Volage Grid | 4444.44 | 4444.44 | 4000 | 4000 | 2857.14 | 2500 | 2500 | 2500 | 4000 | 4000 | 4000 | 4444.44 | - | on finnished | Speicher entladen | 3440.48
| Cross / Power | 5555.56 | 5555.56 | 5000 | 5000 | 3571.43 | 3125 | 3125 | 3125 | 5000 | 5000 | 5000 | 5555.56 | 0 | Construction | Speichereffektivität | 344047.62
| Erzeugung 10 MW Block (ca. 2.100 KWH) Solaranlage | [14 empty] | Speicherverlust | -343947.62
| Month | Januar | Februar | März | April | Mai | Juni | Juli | August | Sept. | Oktober | Novemb. | Dez. | Summary |  |  |  | Übersicht Jahresleistungen | Alle Parameter werden im Projekt Garantiert
| Production | 585900 | 529200 | 651000 | 630000 | 911400 | 1008000 | 1041600 | 1041600 | 630000 | 651000 | 630000 | 585900 | 8895600 |  | Technische Parameter | Leistung | Leistung in KW/h | Einspeisevergütung min | Netto Umsatz | Mwst | MWST in EURO |  | Brutto Umsatz
| Feed-In Power | 2100 | 2100 | 2100 | 2100 | 2100 | 2100 | 2100 | 2100 | 2100 | 2100 | 2100 | 2100 | 1 |  | Solar Plant 10 MW Block 1 | 2100 Kw/h | 8415600 | 0.091 | 765819.6 | 19% | 145505.72 |  | 911325.32
| Operating Ours | 9 | 9 | 10 | 10 | 14 | 16 | 16 | 16 | 10 | 10 | 10 | 9 | 1 |  | Batteriebetrieb | 50000 Kw/h | 14600000 | 0.091 | 1328600 | 19% | 252434 |  | 1581034
| Operating Days | 31 | 28 | 31 | 30 | 31 | 30 | 31 | 31 | 30 | 31 | 30 | 31 | 365 | 8760 | 500 KW Anlage | 105 Kw/h | 825300 | 0.091 | 75102.3 | 19% | 14269.44 |  | 89371.74
| Monthly Our | 279 | 252 | 310 | 300 | 434 | 480 | 496 | 496 | 300 | 310 | 300 | 279 | 4236 |  | Nur für die Batterie
| Delivery | 545900 | 489200 | 611000 | 590000 | 871400 | 968000 | 1001600 | 1001600 | 590000 | 611000 | 590000 | 545900 | 8415600 | Batterie Load | Realtime Betrieb / Ist Werte Übernahme |  | 10 MW Leistungsreserve Nacht
| Deliver to Battery | 2100 | 2100 | 2100 | 2100 | 2100 | 2100 | 2100 | 2100 | 2100 | 2100 | 2100 | 2100 | 480000 | Feed-IN | Solaranlage 10 MW Block |  | Solar Park Block 1 | Nachtabschaltung ab 400 Kw
| Gesamt | 545900 | 489200 | 611000 | 590000 | 871400 | 968000 | 1001600 | 1001600 | 590000 | 611000 | 590000 | 545900 | 8415600 |  | Batteriebetrieb |  | software Requirement | time dependent shutdowm
| Difference | Real-Data | Real-Data | Real-Data | Real-Data | Real-Data | Real-Data | Real-Data | Real-Data | Real-Data | Real-Data | Real-Data | Real-Data | 1 | Raeltime Operating Night | 500 KW Anlage |  | Battery - 20% | 14 Day Full Cycling
| Storage / Day | Real-Data | Real-Data | Real-Data | Real-Data | Real-Data | Real-Data | Real-Data | Real-Data | Real-Data | Real-Data | Real-Data | Real-Data | 1 | Storage Load Oerating | Umschaltung / Tme ist |  | 1,3 Sekunden | Netfrequency based | Switching from Night to day
| Feed-in /realtime | Real-Data | Real-Data | Real-Data | Real-Data | Real-Data | Real-Data | Real-Data | Real-Data | Real-Data | Real-Data | Real-Data | Real-Data | 1 | Feed-In Realtime | Powerapp Schaltung |  | Software based Switching | Under 50 Hz AutoSwitching
| Storage History | Real-Data | Real-Data | Real-Data | Real-Data | Real-Data | Real-Data | Real-Data | Real-Data | Real-Data | Real-Data | Real-Data | Real-Data | 1 | Average Storage Load | Nightoperating in the Year
| Brutto Leistungsberechnung nach Betriebszeit (Nachtspeisung) | [14 empty] | Feed in Tarif |  |  |  | 2169521.9 | 19% |  | 412209.16 |  | 2581731.06
| Month | Januar | Februar | März | April | Mai | Juni | Juli | August | Sept. | Oktober | Novemb. | Dez. | Summary
| Producing Block 1 | 585900 | 529200 | 651000 | 630000 | 911400 | 1008000 | 1041600 | 1041600 | 630000 | 651000 | 630000 | 585900 | 1171800 |  | Stromkosten
| Producing Carport | 18590 | 12920 | 18590 | 29300 | 31610 | 29300 | 57650 | 57650 | 23000 | 25100 | 23000 | 18590 | 345300 | Days | Verkauf an Ladenstelle | 183360
| Nighoperating Our | 465 | 420 | 434 | 420 | 310 | 240 | 248 | 248 | 420 | 434 | 420 | 465 | 4524 | planed Feed-In Power
| Operating Our Day | 279 | 252 | 310 | 300 | 434 | 480 | 496 | 496 | 300 | 310 | 300 | 279 | 365 | planed power | Effizienz wurde auf | 0,21 berechnet
| Our Summary | 744 | 672 | 744 | 720 | 744 | 720 | 744 | 744 | 720 | 744 | 720 | 744 | 8760 | planed power
| Constructed Power /Our | 2666.67 | 2666.67 | 2666.67 | 3076.92 | 3076.92 | 3076.92 | 4444.44 | 4444.44 | 2857.14 | 2857.14 | 2857.14 | 2666.67 | 3113.145
| Constructed Power | 812.4866 | 806.7262 | 899.9866 | 915.6944 | 1267.4866 | 1440.6944 | 1477.4866 | 1477.4866 | 906.9444 | 908.7366 | 906.9444 | 812.4866 | 1052.7633 | Gesamtleistung | Berechnung der Efizienz | Lst Peak/Kw | Effizienz | In Kw/h
| Planed after Constr. | 1984002.48 | 1792002.24 | 1984002.48 | 2215382.4 | 2289228.48 | 2215382.4 | 3306663.36 | 3306663.36 | 2057140.8 | 2125712.16 | 2057140.8 | 1984002.48 | 27317323.44 | Einspeisung Tag | 10 MW/p Block | 10000 | 21% | 2100
| Power Out | 604490 | 542120 | 669590 | 659300 | 943010 | 1037300 | 1099250 | 1099250 | 653000 | 676100 | 653000 | 604490 | 9240900 |  | 1 MW/p Block | 1000 | 21% | 210
| To Install | 1379512.48 | 1249882.24 | 1314412.48 | 1556082.4 | 1346218.48 | 1178082.4 | 2207413.36 | 2207413.36 | 1404140.8 | 1449612.16 | 1404140.8 | 1379512.48 | 18076423.44 |  | Carport Anlage / Batterie System | 50000 | 100% | 50000
[16 empty] | Carport Ladesystem | 2000 | 21% | 420
| Month | Januar | Februar | März | April | Mai | Juni | Juli | August | Sept. | Oktober | Novemb. | Dez. | Gesamt
| Production | 58590 | 52920 | 58590 | 69300 | 71610 | 69300 | 97650 | 97650 | 63000 | 65100 | 63000 | 58590 | 825300 | Ladeleistung
| Feed-In Power | 18590 | 12920 | 18590 | 29300 | 31610 | 29300 | 57650 | 57650 | 23000 | 25100 | 23000 | 18590 | 345300
| Anlagenleistung | 210 | 210 | 210 | 210 | 210 | 210 | 210 | 210 | 210 | 210 | 210 | 210 | 420 Kw/h
| Daily Ours | 9 | 9 | 9 | 11 | 11 | 11 | 15 | 15 | 10 | 10 | 10 | 9
| Monthly Day | 31 | 28 | 31 | 30 | 31 | 30 | 31 | 31 | 30 | 31 | 30 | 31 | 365
| Operating Time | 279 | 252 | 279 | 330 | 341 | 330 | 465 | 465 | 300 | 310 | 300 | 279 | 3930
| Loading Power | 40000 | 40000 | 40000 | 40000 | 40000 | 40000 | 40000 | 40000 | 40000 | 40000 | 40000 | 40000 | 480000
| Gesamt | 117709 | 106339 | 117709 | 139181 | 143813 | 139181 | 196021 | 196021 | 126550 | 130761 | 126550 | 117709 | 1654895
| KWH/KWP | Real-Data | Real-Data | Real-Data | Real-Data | Real-Data | Real-Data | Real-Data | Real-Data | Real-Data | Real-Data | Real-Data | Real-Data | 1
| Storage/Day | Real-Data | Real-Data | Real-Data | Real-Data | Real-Data | Real-Data | Real-Data | Real-Data | Real-Data | Real-Data | Real-Data | Real-Data | 1
| Feed-In Power | Real-Data | Real-Data | Real-Data | Real-Data | Real-Data | Real-Data | Real-Data | Real-Data | Real-Data | Real-Data | Real-Data | Real-Data | 1
| Storage/Output | Real-Data | Real-Data | Real-Data | Real-Data | Real-Data | Real-Data | Real-Data | Real-Data | Real-Data | Real-Data | Real-Data | Real-Data | 1
| Gesamtverbr. | 1200000 | 1080000 | 1200000 | 1160000 | 1200000 | 1160000 | 1200000 | 1200000 | 1160000 | 1200000 | 1160000 | 1200000 | 14120000
Difference of Power
KWH/KWP
Storage/Day
Feed-In Power
Storage/Output
|  | Graphics Realtime |  | Monthly | [7 empty] | from Database
Full Power Line
Loading Power Cross
Loading Power Netz
Difference of Power
KWH/KWP
Storage/Day
Feed-In Power
Storage/Output
Note on T8: Steffen Bächle: Entladen*KWPreis - Entladen * Einspeisevergütung
Note on B56: KWH

## 2034
2034 | [15 empty] | Feed-In Tarif
[16 empty] | Durchschnittl. Strompreis 2020 | 0.38
| Speicher (KWH) Batteriekapizät mindestens 20 MW pro Monat an Vertrag | [14 empty] | Solar Plant in Kw/h | 2100
| Month | Januar | Februar | März | April | Mai | Juni | Juli | August | Sept. | Oktober | Novemb. | Dez. | Summery |  | Feed-In Tarif in Euro | 0.0621
| Storage Capacity | 50000 | 50000 | 50000 | 50000 | 50000 | 50000 | 50000 | 50000 | 50000 | 50000 | 50000 | 50000 | 50000 | Storage
| Night-Injection | 2666.67 | 2666.67 | 2857.14 | 2857.14 | 4000 | 5000 | 5000 | 5000 | 2857.14 | 2857.14 | 2857.14 | 2666.67 | 3440.48 | Yearly Average | Investition |  |  | Investition fürs Folgejahr | Weitere Jahre Amortisation
| Monthly Night Counter | 31 | 28 | 31 | 30 | 31 | 30 | 31 | 31 | 30 | 31 | 30 | 31 | 365 | days | Offene Invesitionssumme | 12000000 |  | 3584400 | 0.43
| Batterie Operating Time | 15 | 15 | 14 | 14 | 10 | 8 | 8 | 8 | 14 | 14 | 14 | 15 | 8760 | ours | Davon Speicher | 5000000 |  | 4998685.8 | 3803.6
| max.withdrawal | 40000 | 40000 | 40000 | 40000 | 40000 | 40000 | 40000 | 40000 | 40000 | 40000 | 40000 | 40000 | 40000 |  |  |  |  | 1314.2
| Month Operating time | 465 | 420 | 434 | 420 | 310 | 240 | 248 | 248 | 420 | 434 | 420 | 465 | 4524 | Yearly Ours | Kennzahlen
| endof Construction | 23250000 | 21000000 | 21700000 | 21000000 | 15500000 | 12000000 | 12400000 | 12400000 | 21000000 | 21700000 | 21000000 | 23250000 | 226200000 | Total Power | Ladeinrichtung 5 MW | #VALUE!
| Power to Load | 40000 | 40000 | 40000 | 40000 | 40000 | 40000 | 40000 | 40000 | 40000 | 40000 | 40000 | 40000 | 480000 | Depower | Ladequote | #VALUE!
| Gesamt | 1200000 | 1080000 | 1200000 | 1160000 | 1200000 | 1160000 | 1200000 | 1200000 | 1160000 | 1200000 | 1160000 | 1200000 | 14120000 | Total Power
| Power Reserve HVG | 1111.11 | 1111.11 | 1000 | 1000 | 714.29 | 625 | 625 | 625 | 1000 | 1000 | 1000 | 1111.11 | 0% | All Values are | Details zum Speicher
| Depowering | 4444.44 | 4444.44 | 4000 | 4000 | 2857.14 | 2500 | 2500 | 2500 | 4000 | 4000 | 4000 | 4444.44 | 0% | calculated | Speicher geladen | 1
| Input High Volage Grid | 4444.44 | 4444.44 | 4000 | 4000 | 2857.14 | 2500 | 2500 | 2500 | 4000 | 4000 | 4000 | 4444.44 | - | on finnished | Speicher entladen | 3440.48
| Cross / Power | 5555.56 | 5555.56 | 5000 | 5000 | 3571.43 | 3125 | 3125 | 3125 | 5000 | 5000 | 5000 | 5555.56 | 0 | Construction | Speichereffektivität | 344047.62
| Erzeugung 10 MW Block (ca. 2.100 KWH) Solaranlage | [14 empty] | Speicherverlust | -343947.62
| Month | Januar | Februar | März | April | Mai | Juni | Juli | August | Sept. | Oktober | Novemb. | Dez. | Summary |  |  |  | Übersicht Jahresleistungen | Alle Parameter werden im Projekt Garantiert
| Production | 585900 | 529200 | 651000 | 630000 | 911400 | 1008000 | 1041600 | 1041600 | 630000 | 651000 | 630000 | 585900 | 8895600 |  | Technische Parameter | Leistung | Leistung in KW/h | Einspeisevergütung min | Netto Umsatz | Mwst | MWST in EURO |  | Brutto Umsatz
| Feed-In Power | 2100 | 2100 | 2100 | 2100 | 2100 | 2100 | 2100 | 2100 | 2100 | 2100 | 2100 | 2100 | 1 |  | Solar Plant 10 MW Block 1 | 2100 Kw/h | 8415600 | 0.091 | 765819.6 | 19% | 145505.72 |  | 911325.32
| Operating Ours | 9 | 9 | 10 | 10 | 14 | 16 | 16 | 16 | 10 | 10 | 10 | 9 | 1 |  | Batteriebetrieb | 50000 Kw/h | 14600000 | 0.091 | 1328600 | 19% | 252434 |  | 1581034
| Operating Days | 31 | 28 | 31 | 30 | 31 | 30 | 31 | 31 | 30 | 31 | 30 | 31 | 365 | 8760 | 500 KW Anlage | 105 Kw/h | 825300 | 0.091 | 75102.3 | 19% | 14269.44 |  | 89371.74
| Monthly Our | 279 | 252 | 310 | 300 | 434 | 480 | 496 | 496 | 300 | 310 | 300 | 279 | 4236 |  | Nur für die Batterie
| Delivery | 545900 | 489200 | 611000 | 590000 | 871400 | 968000 | 1001600 | 1001600 | 590000 | 611000 | 590000 | 545900 | 8415600 | Batterie Load | Realtime Betrieb / Ist Werte Übernahme |  | 10 MW Leistungsreserve Nacht
| Deliver to Battery | 2100 | 2100 | 2100 | 2100 | 2100 | 2100 | 2100 | 2100 | 2100 | 2100 | 2100 | 2100 | 480000 | Feed-IN | Solaranlage 10 MW Block |  | Solar Park Block 1 | Nachtabschaltung ab 400 Kw
| Gesamt | 545900 | 489200 | 611000 | 590000 | 871400 | 968000 | 1001600 | 1001600 | 590000 | 611000 | 590000 | 545900 | 8415600 |  | Batteriebetrieb |  | software Requirement | time dependent shutdowm
| Difference | Real-Data | Real-Data | Real-Data | Real-Data | Real-Data | Real-Data | Real-Data | Real-Data | Real-Data | Real-Data | Real-Data | Real-Data | 1 | Raeltime Operating Night | 500 KW Anlage |  | Battery - 20% | 14 Day Full Cycling
| Storage / Day | Real-Data | Real-Data | Real-Data | Real-Data | Real-Data | Real-Data | Real-Data | Real-Data | Real-Data | Real-Data | Real-Data | Real-Data | 1 | Storage Load Oerating | Umschaltung / Tme ist |  | 1,3 Sekunden | Netfrequency based | Switching from Night to day
| Feed-in /realtime | Real-Data | Real-Data | Real-Data | Real-Data | Real-Data | Real-Data | Real-Data | Real-Data | Real-Data | Real-Data | Real-Data | Real-Data | 1 | Feed-In Realtime | Powerapp Schaltung |  | Software based Switching | Under 50 Hz AutoSwitching
| Storage History | Real-Data | Real-Data | Real-Data | Real-Data | Real-Data | Real-Data | Real-Data | Real-Data | Real-Data | Real-Data | Real-Data | Real-Data | 1 | Average Storage Load | Nightoperating in the Year
| Brutto Leistungsberechnung nach Betriebszeit (Nachtspeisung) | [14 empty] | Feed in Tarif |  |  |  | 2169521.9 | 19% |  | 412209.16 |  | 2581731.06
| Month | Januar | Februar | März | April | Mai | Juni | Juli | August | Sept. | Oktober | Novemb. | Dez. | Summary
| Producing Block 1 | 585900 | 529200 | 651000 | 630000 | 911400 | 1008000 | 1041600 | 1041600 | 630000 | 651000 | 630000 | 585900 | 1171800 |  | Stromkosten
| Producing Carport | 18590 | 12920 | 18590 | 29300 | 31610 | 29300 | 57650 | 57650 | 23000 | 25100 | 23000 | 18590 | 345300 | Days | Verkauf an Ladenstelle | 183360
| Nighoperating Our | 465 | 420 | 434 | 420 | 310 | 240 | 248 | 248 | 420 | 434 | 420 | 465 | 4524 | planed Feed-In Power
| Operating Our Day | 279 | 252 | 310 | 300 | 434 | 480 | 496 | 496 | 300 | 310 | 300 | 279 | 365 | planed power | Effizienz wurde auf | 0,21 berechnet
| Our Summary | 744 | 672 | 744 | 720 | 744 | 720 | 744 | 744 | 720 | 744 | 720 | 744 | 8760 | planed power
| Constructed Power /Our | 2666.67 | 2666.67 | 2666.67 | 3076.92 | 3076.92 | 3076.92 | 4444.44 | 4444.44 | 2857.14 | 2857.14 | 2857.14 | 2666.67 | 3113.145
| Constructed Power | 812.4866 | 806.7262 | 899.9866 | 915.6944 | 1267.4866 | 1440.6944 | 1477.4866 | 1477.4866 | 906.9444 | 908.7366 | 906.9444 | 812.4866 | 1052.7633 | Gesamtleistung | Berechnung der Efizienz | Lst Peak/Kw | Effizienz | In Kw/h
| Planed after Constr. | 1984002.48 | 1792002.24 | 1984002.48 | 2215382.4 | 2289228.48 | 2215382.4 | 3306663.36 | 3306663.36 | 2057140.8 | 2125712.16 | 2057140.8 | 1984002.48 | 27317323.44 | Einspeisung Tag | 10 MW/p Block | 10000 | 21% | 2100
| Power Out | 604490 | 542120 | 669590 | 659300 | 943010 | 1037300 | 1099250 | 1099250 | 653000 | 676100 | 653000 | 604490 | 9240900 |  | 1 MW/p Block | 1000 | 21% | 210
| To Install | 1379512.48 | 1249882.24 | 1314412.48 | 1556082.4 | 1346218.48 | 1178082.4 | 2207413.36 | 2207413.36 | 1404140.8 | 1449612.16 | 1404140.8 | 1379512.48 | 18076423.44 |  | Carport Anlage / Batterie System | 50000 | 100% | 50000
[16 empty] | Carport Ladesystem | 2000 | 21% | 420
| Month | Januar | Februar | März | April | Mai | Juni | Juli | August | Sept. | Oktober | Novemb. | Dez. | Gesamt
| Production | 58590 | 52920 | 58590 | 69300 | 71610 | 69300 | 97650 | 97650 | 63000 | 65100 | 63000 | 58590 | 825300 | Ladeleistung
| Feed-In Power | 18590 | 12920 | 18590 | 29300 | 31610 | 29300 | 57650 | 57650 | 23000 | 25100 | 23000 | 18590 | 345300
| Anlagenleistung | 210 | 210 | 210 | 210 | 210 | 210 | 210 | 210 | 210 | 210 | 210 | 210 | 420 Kw/h
| Daily Ours | 9 | 9 | 9 | 11 | 11 | 11 | 15 | 15 | 10 | 10 | 10 | 9
| Monthly Day | 31 | 28 | 31 | 30 | 31 | 30 | 31 | 31 | 30 | 31 | 30 | 31 | 365
| Operating Time | 279 | 252 | 279 | 330 | 341 | 330 | 465 | 465 | 300 | 310 | 300 | 279 | 3930
| Loading Power | 40000 | 40000 | 40000 | 40000 | 40000 | 40000 | 40000 | 40000 | 40000 | 40000 | 40000 | 40000 | 480000
| Gesamt | 117709 | 106339 | 117709 | 139181 | 143813 | 139181 | 196021 | 196021 | 126550 | 130761 | 126550 | 117709 | 1654895
| KWH/KWP | Real-Data | Real-Data | Real-Data | Real-Data | Real-Data | Real-Data | Real-Data | Real-Data | Real-Data | Real-Data | Real-Data | Real-Data | 1
| Storage/Day | Real-Data | Real-Data | Real-Data | Real-Data | Real-Data | Real-Data | Real-Data | Real-Data | Real-Data | Real-Data | Real-Data | Real-Data | 1
| Feed-In Power | Real-Data | Real-Data | Real-Data | Real-Data | Real-Data | Real-Data | Real-Data | Real-Data | Real-Data | Real-Data | Real-Data | Real-Data | 1
| Storage/Output | Real-Data | Real-Data | Real-Data | Real-Data | Real-Data | Real-Data | Real-Data | Real-Data | Real-Data | Real-Data | Real-Data | Real-Data | 1
| Gesamtverbr. | 1200000 | 1080000 | 1200000 | 1160000 | 1200000 | 1160000 | 1200000 | 1200000 | 1160000 | 1200000 | 1160000 | 1200000 | 14120000
Difference of Power
KWH/KWP
Storage/Day
Feed-In Power
Storage/Output
|  | Graphics Realtime |  | Monthly | [7 empty] | from Database
Full Power Line
Loading Power Cross
Loading Power Netz
Difference of Power
KWH/KWP
Storage/Day
Feed-In Power
Storage/Output
Note on T8: Steffen Bächle: Entladen*KWPreis - Entladen * Einspeisevergütung
Note on B56: KWH

## 2035
2035 | [15 empty] | Feed-In Tarif
[16 empty] | Durchschnittl. Strompreis 2020 | 0.38
| Speicher (KWH) Batteriekapizät mindestens 20 MW pro Monat an Vertrag | [14 empty] | Solar Plant in Kw/h | 2100
| Month | Januar | Februar | März | April | Mai | Juni | Juli | August | Sept. | Oktober | Novemb. | Dez. | Summery |  | Feed-In Tarif in Euro | 0.0621
| Storage Capacity | 50000 | 50000 | 50000 | 50000 | 50000 | 50000 | 50000 | 50000 | 50000 | 50000 | 50000 | 50000 | 50000 | Storage
| Night-Injection | 2666.67 | 2666.67 | 2857.14 | 2857.14 | 4000 | 5000 | 5000 | 5000 | 2857.14 | 2857.14 | 2857.14 | 2666.67 | 3440.48 | Yearly Average | Investition |  |  | Investition fürs Folgejahr | Weitere Jahre Amortisation
| Monthly Night Counter | 31 | 28 | 31 | 30 | 31 | 30 | 31 | 31 | 30 | 31 | 30 | 31 | 365 | days | Offene Invesitionssumme | 12000000 |  | 3584400 | 0.43
| Batterie Operating Time | 15 | 15 | 14 | 14 | 10 | 8 | 8 | 8 | 14 | 14 | 14 | 15 | 8760 | ours | Davon Speicher | 5000000 |  | 4998685.8 | 3803.6
| max.withdrawal | 40000 | 40000 | 40000 | 40000 | 40000 | 40000 | 40000 | 40000 | 40000 | 40000 | 40000 | 40000 | 40000 |  |  |  |  | 1314.2
| Month Operating time | 465 | 420 | 434 | 420 | 310 | 240 | 248 | 248 | 420 | 434 | 420 | 465 | 4524 | Yearly Ours | Kennzahlen
| endof Construction | 23250000 | 21000000 | 21700000 | 21000000 | 15500000 | 12000000 | 12400000 | 12400000 | 21000000 | 21700000 | 21000000 | 23250000 | 226200000 | Total Power | Ladeinrichtung 5 MW | #VALUE!
| Power to Load | 40000 | 40000 | 40000 | 40000 | 40000 | 40000 | 40000 | 40000 | 40000 | 40000 | 40000 | 40000 | 480000 | Depower | Ladequote | #VALUE!
| Gesamt | 1200000 | 1080000 | 1200000 | 1160000 | 1200000 | 1160000 | 1200000 | 1200000 | 1160000 | 1200000 | 1160000 | 1200000 | 14120000 | Total Power
| Power Reserve HVG | 1111.11 | 1111.11 | 1000 | 1000 | 714.29 | 625 | 625 | 625 | 1000 | 1000 | 1000 | 1111.11 | 0% | All Values are | Details zum Speicher
| Depowering | 4444.44 | 4444.44 | 4000 | 4000 | 2857.14 | 2500 | 2500 | 2500 | 4000 | 4000 | 4000 | 4444.44 | 0% | calculated | Speicher geladen | 1
| Input High Volage Grid | 4444.44 | 4444.44 | 4000 | 4000 | 2857.14 | 2500 | 2500 | 2500 | 4000 | 4000 | 4000 | 4444.44 | - | on finnished | Speicher entladen | 3440.48
| Cross / Power | 5555.56 | 5555.56 | 5000 | 5000 | 3571.43 | 3125 | 3125 | 3125 | 5000 | 5000 | 5000 | 5555.56 | 0 | Construction | Speichereffektivität | 344047.62
| Erzeugung 10 MW Block (ca. 2.100 KWH) Solaranlage | [14 empty] | Speicherverlust | -343947.62
| Month | Januar | Februar | März | April | Mai | Juni | Juli | August | Sept. | Oktober | Novemb. | Dez. | Summary |  |  |  | Übersicht Jahresleistungen | Alle Parameter werden im Projekt Garantiert
| Production | 585900 | 529200 | 651000 | 630000 | 911400 | 1008000 | 1041600 | 1041600 | 630000 | 651000 | 630000 | 585900 | 8895600 |  | Technische Parameter | Leistung | Leistung in KW/h | Einspeisevergütung min | Netto Umsatz | Mwst | MWST in EURO |  | Brutto Umsatz
| Feed-In Power | 2100 | 2100 | 2100 | 2100 | 2100 | 2100 | 2100 | 2100 | 2100 | 2100 | 2100 | 2100 | 1 |  | Solar Plant 10 MW Block 1 | 2100 Kw/h | 8415600 | 0.091 | 765819.6 | 19% | 145505.72 |  | 911325.32
| Operating Ours | 9 | 9 | 10 | 10 | 14 | 16 | 16 | 16 | 10 | 10 | 10 | 9 | 1 |  | Batteriebetrieb | 50000 Kw/h | 14600000 | 0.091 | 1328600 | 19% | 252434 |  | 1581034
| Operating Days | 31 | 28 | 31 | 30 | 31 | 30 | 31 | 31 | 30 | 31 | 30 | 31 | 365 | 8760 | 500 KW Anlage | 105 Kw/h | 825300 | 0.091 | 75102.3 | 19% | 14269.44 |  | 89371.74
| Monthly Our | 279 | 252 | 310 | 300 | 434 | 480 | 496 | 496 | 300 | 310 | 300 | 279 | 4236 |  | Nur für die Batterie
| Delivery | 545900 | 489200 | 611000 | 590000 | 871400 | 968000 | 1001600 | 1001600 | 590000 | 611000 | 590000 | 545900 | 8415600 | Batterie Load | Realtime Betrieb / Ist Werte Übernahme |  | 10 MW Leistungsreserve Nacht
| Deliver to Battery | 2100 | 2100 | 2100 | 2100 | 2100 | 2100 | 2100 | 2100 | 2100 | 2100 | 2100 | 2100 | 480000 | Feed-IN | Solaranlage 10 MW Block |  | Solar Park Block 1 | Nachtabschaltung ab 400 Kw
| Gesamt | 545900 | 489200 | 611000 | 590000 | 871400 | 968000 | 1001600 | 1001600 | 590000 | 611000 | 590000 | 545900 | 8415600 |  | Batteriebetrieb |  | software Requirement | time dependent shutdowm
| Difference | Real-Data | Real-Data | Real-Data | Real-Data | Real-Data | Real-Data | Real-Data | Real-Data | Real-Data | Real-Data | Real-Data | Real-Data | 1 | Raeltime Operating Night | 500 KW Anlage |  | Battery - 20% | 14 Day Full Cycling
| Storage / Day | Real-Data | Real-Data | Real-Data | Real-Data | Real-Data | Real-Data | Real-Data | Real-Data | Real-Data | Real-Data | Real-Data | Real-Data | 1 | Storage Load Oerating | Umschaltung / Tme ist |  | 1,3 Sekunden | Netfrequency based | Switching from Night to day
| Feed-in /realtime | Real-Data | Real-Data | Real-Data | Real-Data | Real-Data | Real-Data | Real-Data | Real-Data | Real-Data | Real-Data | Real-Data | Real-Data | 1 | Feed-In Realtime | Powerapp Schaltung |  | Software based Switching | Under 50 Hz AutoSwitching
| Storage History | Real-Data | Real-Data | Real-Data | Real-Data | Real-Data | Real-Data | Real-Data | Real-Data | Real-Data | Real-Data | Real-Data | Real-Data | 1 | Average Storage Load | Nightoperating in the Year
| Brutto Leistungsberechnung nach Betriebszeit (Nachtspeisung) | [14 empty] | Feed in Tarif |  |  |  | 2169521.9 | 19% |  | 412209.16 |  | 2581731.06
| Month | Januar | Februar | März | April | Mai | Juni | Juli | August | Sept. | Oktober | Novemb. | Dez. | Summary
| Producing Block 1 | 585900 | 529200 | 651000 | 630000 | 911400 | 1008000 | 1041600 | 1041600 | 630000 | 651000 | 630000 | 585900 | 1171800 |  | Stromkosten
| Producing Carport | 18590 | 12920 | 18590 | 29300 | 31610 | 29300 | 57650 | 57650 | 23000 | 25100 | 23000 | 18590 | 345300 | Days | Verkauf an Ladenstelle | 183360
| Nighoperating Our | 465 | 420 | 434 | 420 | 310 | 240 | 248 | 248 | 420 | 434 | 420 | 465 | 4524 | planed Feed-In Power
| Operating Our Day | 279 | 252 | 310 | 300 | 434 | 480 | 496 | 496 | 300 | 310 | 300 | 279 | 365 | planed power | Effizienz wurde auf | 0,21 berechnet
| Our Summary | 744 | 672 | 744 | 720 | 744 | 720 | 744 | 744 | 720 | 744 | 720 | 744 | 8760 | planed power
| Constructed Power /Our | 2666.67 | 2666.67 | 2666.67 | 3076.92 | 3076.92 | 3076.92 | 4444.44 | 4444.44 | 2857.14 | 2857.14 | 2857.14 | 2666.67 | 3113.145
| Constructed Power | 812.4866 | 806.7262 | 899.9866 | 915.6944 | 1267.4866 | 1440.6944 | 1477.4866 | 1477.4866 | 906.9444 | 908.7366 | 906.9444 | 812.4866 | 1052.7633 | Gesamtleistung | Berechnung der Efizienz | Lst Peak/Kw | Effizienz | In Kw/h
| Planed after Constr. | 1984002.48 | 1792002.24 | 1984002.48 | 2215382.4 | 2289228.48 | 2215382.4 | 3306663.36 | 3306663.36 | 2057140.8 | 2125712.16 | 2057140.8 | 1984002.48 | 27317323.44 | Einspeisung Tag | 10 MW/p Block | 10000 | 21% | 2100
| Power Out | 604490 | 542120 | 669590 | 659300 | 943010 | 1037300 | 1099250 | 1099250 | 653000 | 676100 | 653000 | 604490 | 9240900 |  | 1 MW/p Block | 1000 | 21% | 210
| To Install | 1379512.48 | 1249882.24 | 1314412.48 | 1556082.4 | 1346218.48 | 1178082.4 | 2207413.36 | 2207413.36 | 1404140.8 | 1449612.16 | 1404140.8 | 1379512.48 | 18076423.44 |  | Carport Anlage / Batterie System | 50000 | 100% | 50000
[16 empty] | Carport Ladesystem | 2000 | 21% | 420
| Month | Januar | Februar | März | April | Mai | Juni | Juli | August | Sept. | Oktober | Novemb. | Dez. | Gesamt
| Production | 58590 | 52920 | 58590 | 69300 | 71610 | 69300 | 97650 | 97650 | 63000 | 65100 | 63000 | 58590 | 825300 | Ladeleistung
| Feed-In Power | 18590 | 12920 | 18590 | 29300 | 31610 | 29300 | 57650 | 57650 | 23000 | 25100 | 23000 | 18590 | 345300
| Anlagenleistung | 210 | 210 | 210 | 210 | 210 | 210 | 210 | 210 | 210 | 210 | 210 | 210 | 420 Kw/h
| Daily Ours | 9 | 9 | 9 | 11 | 11 | 11 | 15 | 15 | 10 | 10 | 10 | 9
| Monthly Day | 31 | 28 | 31 | 30 | 31 | 30 | 31 | 31 | 30 | 31 | 30 | 31 | 365
| Operating Time | 279 | 252 | 279 | 330 | 341 | 330 | 465 | 465 | 300 | 310 | 300 | 279 | 3930
| Loading Power | 40000 | 40000 | 40000 | 40000 | 40000 | 40000 | 40000 | 40000 | 40000 | 40000 | 40000 | 40000 | 480000
| Gesamt | 117709 | 106339 | 117709 | 139181 | 143813 | 139181 | 196021 | 196021 | 126550 | 130761 | 126550 | 117709 | 1654895
| KWH/KWP | Real-Data | Real-Data | Real-Data | Real-Data | Real-Data | Real-Data | Real-Data | Real-Data | Real-Data | Real-Data | Real-Data | Real-Data | 1
| Storage/Day | Real-Data | Real-Data | Real-Data | Real-Data | Real-Data | Real-Data | Real-Data | Real-Data | Real-Data | Real-Data | Real-Data | Real-Data | 1
| Feed-In Power | Real-Data | Real-Data | Real-Data | Real-Data | Real-Data | Real-Data | Real-Data | Real-Data | Real-Data | Real-Data | Real-Data | Real-Data | 1
| Storage/Output | Real-Data | Real-Data | Real-Data | Real-Data | Real-Data | Real-Data | Real-Data | Real-Data | Real-Data | Real-Data | Real-Data | Real-Data | 1
| Gesamtverbr. | 1200000 | 1080000 | 1200000 | 1160000 | 1200000 | 1160000 | 1200000 | 1200000 | 1160000 | 1200000 | 1160000 | 1200000 | 14120000
Difference of Power
KWH/KWP
Storage/Day
Feed-In Power
Storage/Output
|  | Graphics Realtime |  | Monthly | [7 empty] | from Database
Full Power Line
Loading Power Cross
Loading Power Netz
Difference of Power
KWH/KWP
Storage/Day
Feed-In Power
Storage/Output
Note on T8: Steffen Bächle: Entladen*KWPreis - Entladen * Einspeisevergütung
Note on B56: KWH

## 2036
2036 | [15 empty] | Feed-In Tarif
[16 empty] | Durchschnittl. Strompreis 2020 | 0.38
| Speicher (KWH) Batteriekapizät mindestens 20 MW pro Monat an Vertrag | [14 empty] | Solar Plant in Kw/h | 2100
| Month | Januar | Februar | März | April | Mai | Juni | Juli | August | Sept. | Oktober | Novemb. | Dez. | Summery |  | Feed-In Tarif in Euro | 0.0621
| Storage Capacity | 50000 | 50000 | 50000 | 50000 | 50000 | 50000 | 50000 | 50000 | 50000 | 50000 | 50000 | 50000 | 50000 | Storage
| Night-Injection | 2666.67 | 2666.67 | 2857.14 | 2857.14 | 4000 | 5000 | 5000 | 5000 | 2857.14 | 2857.14 | 2857.14 | 2666.67 | 3440.48 | Yearly Average | Investition |  |  | Investition fürs Folgejahr | Weitere Jahre Amortisation
| Monthly Night Counter | 31 | 28 | 31 | 30 | 31 | 30 | 31 | 31 | 30 | 31 | 30 | 31 | 365 | days | Offene Invesitionssumme | 12000000 |  | 3584400 | 0.43
| Batterie Operating Time | 15 | 15 | 14 | 14 | 10 | 8 | 8 | 8 | 14 | 14 | 14 | 15 | 8760 | ours | Davon Speicher | 5000000 |  | 4998685.8 | 3803.6
| max.withdrawal | 40000 | 40000 | 40000 | 40000 | 40000 | 40000 | 40000 | 40000 | 40000 | 40000 | 40000 | 40000 | 40000 |  |  |  |  | 1314.2
| Month Operating time | 465 | 420 | 434 | 420 | 310 | 240 | 248 | 248 | 420 | 434 | 420 | 465 | 4524 | Yearly Ours | Kennzahlen
| endof Construction | 23250000 | 21000000 | 21700000 | 21000000 | 15500000 | 12000000 | 12400000 | 12400000 | 21000000 | 21700000 | 21000000 | 23250000 | 226200000 | Total Power | Ladeinrichtung 5 MW | #VALUE!
| Power to Load | 40000 | 40000 | 40000 | 40000 | 40000 | 40000 | 40000 | 40000 | 40000 | 40000 | 40000 | 40000 | 480000 | Depower | Ladequote | #VALUE!
| Gesamt | 1200000 | 1080000 | 1200000 | 1160000 | 1200000 | 1160000 | 1200000 | 1200000 | 1160000 | 1200000 | 1160000 | 1200000 | 14120000 | Total Power
| Power Reserve HVG | 1111.11 | 1111.11 | 1000 | 1000 | 714.29 | 625 | 625 | 625 | 1000 | 1000 | 1000 | 1111.11 | 0% | All Values are | Details zum Speicher
| Depowering | 4444.44 | 4444.44 | 4000 | 4000 | 2857.14 | 2500 | 2500 | 2500 | 4000 | 4000 | 4000 | 4444.44 | 0% | calculated | Speicher geladen | 1
| Input High Volage Grid | 4444.44 | 4444.44 | 4000 | 4000 | 2857.14 | 2500 | 2500 | 2500 | 4000 | 4000 | 4000 | 4444.44 | - | on finnished | Speicher entladen | 3440.48
| Cross / Power | 5555.56 | 5555.56 | 5000 | 5000 | 3571.43 | 3125 | 3125 | 3125 | 5000 | 5000 | 5000 | 5555.56 | 0 | Construction | Speichereffektivität | 344047.62
| Erzeugung 10 MW Block (ca. 2.100 KWH) Solaranlage | [14 empty] | Speicherverlust | -343947.62
| Month | Januar | Februar | März | April | Mai | Juni | Juli | August | Sept. | Oktober | Novemb. | Dez. | Summary |  |  |  | Übersicht Jahresleistungen | Alle Parameter werden im Projekt Garantiert
| Production | 585900 | 529200 | 651000 | 630000 | 911400 | 1008000 | 1041600 | 1041600 | 630000 | 651000 | 630000 | 585900 | 8895600 |  | Technische Parameter | Leistung | Leistung in KW/h | Einspeisevergütung min | Netto Umsatz | Mwst | MWST in EURO |  | Brutto Umsatz
| Feed-In Power | 2100 | 2100 | 2100 | 2100 | 2100 | 2100 | 2100 | 2100 | 2100 | 2100 | 2100 | 2100 | 1 |  | Solar Plant 10 MW Block 1 | 2100 Kw/h | 8415600 | 0.091 | 765819.6 | 19% | 145505.72 |  | 911325.32
| Operating Ours | 9 | 9 | 10 | 10 | 14 | 16 | 16 | 16 | 10 | 10 | 10 | 9 | 1 |  | Batteriebetrieb | 50000 Kw/h | 14600000 | 0.091 | 1328600 | 19% | 252434 |  | 1581034
| Operating Days | 31 | 28 | 31 | 30 | 31 | 30 | 31 | 31 | 30 | 31 | 30 | 31 | 365 | 8760 | 500 KW Anlage | 105 Kw/h | 825300 | 0.091 | 75102.3 | 19% | 14269.44 |  | 89371.74
| Monthly Our | 279 | 252 | 310 | 300 | 434 | 480 | 496 | 496 | 300 | 310 | 300 | 279 | 4236 |  | Nur für die Batterie
| Delivery | 545900 | 489200 | 611000 | 590000 | 871400 | 968000 | 1001600 | 1001600 | 590000 | 611000 | 590000 | 545900 | 8415600 | Batterie Load | Realtime Betrieb / Ist Werte Übernahme |  | 10 MW Leistungsreserve Nacht
| Deliver to Battery | 2100 | 2100 | 2100 | 2100 | 2100 | 2100 | 2100 | 2100 | 2100 | 2100 | 2100 | 2100 | 480000 | Feed-IN | Solaranlage 10 MW Block |  | Solar Park Block 1 | Nachtabschaltung ab 400 Kw
| Gesamt | 545900 | 489200 | 611000 | 590000 | 871400 | 968000 | 1001600 | 1001600 | 590000 | 611000 | 590000 | 545900 | 8415600 |  | Batteriebetrieb |  | software Requirement | time dependent shutdowm
| Difference | Real-Data | Real-Data | Real-Data | Real-Data | Real-Data | Real-Data | Real-Data | Real-Data | Real-Data | Real-Data | Real-Data | Real-Data | 1 | Raeltime Operating Night | 500 KW Anlage |  | Battery - 20% | 14 Day Full Cycling
| Storage / Day | Real-Data | Real-Data | Real-Data | Real-Data | Real-Data | Real-Data | Real-Data | Real-Data | Real-Data | Real-Data | Real-Data | Real-Data | 1 | Storage Load Oerating | Umschaltung / Tme ist |  | 1,3 Sekunden | Netfrequency based | Switching from Night to day
| Feed-in /realtime | Real-Data | Real-Data | Real-Data | Real-Data | Real-Data | Real-Data | Real-Data | Real-Data | Real-Data | Real-Data | Real-Data | Real-Data | 1 | Feed-In Realtime | Powerapp Schaltung |  | Software based Switching | Under 50 Hz AutoSwitching
| Storage History | Real-Data | Real-Data | Real-Data | Real-Data | Real-Data | Real-Data | Real-Data | Real-Data | Real-Data | Real-Data | Real-Data | Real-Data | 1 | Average Storage Load | Nightoperating in the Year
| Brutto Leistungsberechnung nach Betriebszeit (Nachtspeisung) | [14 empty] | Feed in Tarif |  |  |  | 2169521.9 | 19% |  | 412209.16 |  | 2581731.06
| Month | Januar | Februar | März | April | Mai | Juni | Juli | August | Sept. | Oktober | Novemb. | Dez. | Summary
| Producing Block 1 | 585900 | 529200 | 651000 | 630000 | 911400 | 1008000 | 1041600 | 1041600 | 630000 | 651000 | 630000 | 585900 | 1171800 |  | Stromkosten
| Producing Carport | 18590 | 12920 | 18590 | 29300 | 31610 | 29300 | 57650 | 57650 | 23000 | 25100 | 23000 | 18590 | 345300 | Days | Verkauf an Ladenstelle | 183360
| Nighoperating Our | 465 | 420 | 434 | 420 | 310 | 240 | 248 | 248 | 420 | 434 | 420 | 465 | 4524 | planed Feed-In Power
| Operating Our Day | 279 | 252 | 310 | 300 | 434 | 480 | 496 | 496 | 300 | 310 | 300 | 279 | 365 | planed power | Effizienz wurde auf | 0,21 berechnet
| Our Summary | 744 | 672 | 744 | 720 | 744 | 720 | 744 | 744 | 720 | 744 | 720 | 744 | 8760 | planed power
| Constructed Power /Our | 2666.67 | 2666.67 | 2666.67 | 3076.92 | 3076.92 | 3076.92 | 4444.44 | 4444.44 | 2857.14 | 2857.14 | 2857.14 | 2666.67 | 3113.145
| Constructed Power | 812.4866 | 806.7262 | 899.9866 | 915.6944 | 1267.4866 | 1440.6944 | 1477.4866 | 1477.4866 | 906.9444 | 908.7366 | 906.9444 | 812.4866 | 1052.7633 | Gesamtleistung | Berechnung der Efizienz | Lst Peak/Kw | Effizienz | In Kw/h
| Planed after Constr. | 1984002.48 | 1792002.24 | 1984002.48 | 2215382.4 | 2289228.48 | 2215382.4 | 3306663.36 | 3306663.36 | 2057140.8 | 2125712.16 | 2057140.8 | 1984002.48 | 27317323.44 | Einspeisung Tag | 10 MW/p Block | 10000 | 21% | 2100
| Power Out | 604490 | 542120 | 669590 | 659300 | 943010 | 1037300 | 1099250 | 1099250 | 653000 | 676100 | 653000 | 604490 | 9240900 |  | 1 MW/p Block | 1000 | 21% | 210
| To Install | 1379512.48 | 1249882.24 | 1314412.48 | 1556082.4 | 1346218.48 | 1178082.4 | 2207413.36 | 2207413.36 | 1404140.8 | 1449612.16 | 1404140.8 | 1379512.48 | 18076423.44 |  | Carport Anlage / Batterie System | 50000 | 100% | 50000
[16 empty] | Carport Ladesystem | 2000 | 21% | 420
| Month | Januar | Februar | März | April | Mai | Juni | Juli | August | Sept. | Oktober | Novemb. | Dez. | Gesamt
| Production | 58590 | 52920 | 58590 | 69300 | 71610 | 69300 | 97650 | 97650 | 63000 | 65100 | 63000 | 58590 | 825300 | Ladeleistung
| Feed-In Power | 18590 | 12920 | 18590 | 29300 | 31610 | 29300 | 57650 | 57650 | 23000 | 25100 | 23000 | 18590 | 345300
| Anlagenleistung | 210 | 210 | 210 | 210 | 210 | 210 | 210 | 210 | 210 | 210 | 210 | 210 | 420 Kw/h
| Daily Ours | 9 | 9 | 9 | 11 | 11 | 11 | 15 | 15 | 10 | 10 | 10 | 9
| Monthly Day | 31 | 28 | 31 | 30 | 31 | 30 | 31 | 31 | 30 | 31 | 30 | 31 | 365
| Operating Time | 279 | 252 | 279 | 330 | 341 | 330 | 465 | 465 | 300 | 310 | 300 | 279 | 3930
| Loading Power | 40000 | 40000 | 40000 | 40000 | 40000 | 40000 | 40000 | 40000 | 40000 | 40000 | 40000 | 40000 | 480000
| Gesamt | 117709 | 106339 | 117709 | 139181 | 143813 | 139181 | 196021 | 196021 | 126550 | 130761 | 126550 | 117709 | 1654895
| KWH/KWP | Real-Data | Real-Data | Real-Data | Real-Data | Real-Data | Real-Data | Real-Data | Real-Data | Real-Data | Real-Data | Real-Data | Real-Data | 1
| Storage/Day | Real-Data | Real-Data | Real-Data | Real-Data | Real-Data | Real-Data | Real-Data | Real-Data | Real-Data | Real-Data | Real-Data | Real-Data | 1
| Feed-In Power | Real-Data | Real-Data | Real-Data | Real-Data | Real-Data | Real-Data | Real-Data | Real-Data | Real-Data | Real-Data | Real-Data | Real-Data | 1
| Storage/Output | Real-Data | Real-Data | Real-Data | Real-Data | Real-Data | Real-Data | Real-Data | Real-Data | Real-Data | Real-Data | Real-Data | Real-Data | 1
| Gesamtverbr. | 1200000 | 1080000 | 1200000 | 1160000 | 1200000 | 1160000 | 1200000 | 1200000 | 1160000 | 1200000 | 1160000 | 1200000 | 14120000
Difference of Power
KWH/KWP
Storage/Day
Feed-In Power
Storage/Output
|  | Graphics Realtime |  | Monthly | [7 empty] | from Database
Full Power Line
Loading Power Cross
Loading Power Netz
Difference of Power
KWH/KWP
Storage/Day
Feed-In Power
Storage/Output
Note on T8: Steffen Bächle: Entladen*KWPreis - Entladen * Einspeisevergütung
Note on B56: KWH

## 2037
2037 | [15 empty] | Feed-In Tarif
[16 empty] | Durchschnittl. Strompreis 2020 | 0.38
| Speicher (KWH) Batteriekapizät mindestens 20 MW pro Monat an Vertrag | [14 empty] | Solar Plant in Kw/h | 2100
| Month | Januar | Februar | März | April | Mai | Juni | Juli | August | Sept. | Oktober | Novemb. | Dez. | Summery |  | Feed-In Tarif in Euro | 0.0621
| Storage Capacity | 50000 | 50000 | 50000 | 50000 | 50000 | 50000 | 50000 | 50000 | 50000 | 50000 | 50000 | 50000 | 50000 | Storage
| Night-Injection | 2666.67 | 2666.67 | 2857.14 | 2857.14 | 4000 | 5000 | 5000 | 5000 | 2857.14 | 2857.14 | 2857.14 | 2666.67 | 3440.48 | Yearly Average | Investition |  |  | Investition fürs Folgejahr | Weitere Jahre Amortisation
| Monthly Night Counter | 31 | 28 | 31 | 30 | 31 | 30 | 31 | 31 | 30 | 31 | 30 | 31 | 365 | days | Offene Invesitionssumme | 12000000 |  | 3584400 | 0.43
| Batterie Operating Time | 15 | 15 | 14 | 14 | 10 | 8 | 8 | 8 | 14 | 14 | 14 | 15 | 8760 | ours | Davon Speicher | 5000000 |  | 4998685.8 | 3803.6
| max.withdrawal | 40000 | 40000 | 40000 | 40000 | 40000 | 40000 | 40000 | 40000 | 40000 | 40000 | 40000 | 40000 | 40000 |  |  |  |  | 1314.2
| Month Operating time | 465 | 420 | 434 | 420 | 310 | 240 | 248 | 248 | 420 | 434 | 420 | 465 | 4524 | Yearly Ours | Kennzahlen
| endof Construction | 23250000 | 21000000 | 21700000 | 21000000 | 15500000 | 12000000 | 12400000 | 12400000 | 21000000 | 21700000 | 21000000 | 23250000 | 226200000 | Total Power | Ladeinrichtung 5 MW | #VALUE!
| Power to Load | 40000 | 40000 | 40000 | 40000 | 40000 | 40000 | 40000 | 40000 | 40000 | 40000 | 40000 | 40000 | 480000 | Depower | Ladequote | #VALUE!
| Gesamt | 1200000 | 1080000 | 1200000 | 1160000 | 1200000 | 1160000 | 1200000 | 1200000 | 1160000 | 1200000 | 1160000 | 1200000 | 14120000 | Total Power
| Power Reserve HVG | 1111.11 | 1111.11 | 1000 | 1000 | 714.29 | 625 | 625 | 625 | 1000 | 1000 | 1000 | 1111.11 | 0% | All Values are | Details zum Speicher
| Depowering | 4444.44 | 4444.44 | 4000 | 4000 | 2857.14 | 2500 | 2500 | 2500 | 4000 | 4000 | 4000 | 4444.44 | 0% | calculated | Speicher geladen | 1
| Input High Volage Grid | 4444.44 | 4444.44 | 4000 | 4000 | 2857.14 | 2500 | 2500 | 2500 | 4000 | 4000 | 4000 | 4444.44 | - | on finnished | Speicher entladen | 3440.48
| Cross / Power | 5555.56 | 5555.56 | 5000 | 5000 | 3571.43 | 3125 | 3125 | 3125 | 5000 | 5000 | 5000 | 5555.56 | 0 | Construction | Speichereffektivität | 344047.62
| Erzeugung 10 MW Block (ca. 2.100 KWH) Solaranlage | [14 empty] | Speicherverlust | -343947.62
| Month | Januar | Februar | März | April | Mai | Juni | Juli | August | Sept. | Oktober | Novemb. | Dez. | Summary |  |  |  | Übersicht Jahresleistungen | Alle Parameter werden im Projekt Garantiert
| Production | 585900 | 529200 | 651000 | 630000 | 911400 | 1008000 | 1041600 | 1041600 | 630000 | 651000 | 630000 | 585900 | 8895600 |  | Technische Parameter | Leistung | Leistung in KW/h | Einspeisevergütung min | Netto Umsatz | Mwst | MWST in EURO |  | Brutto Umsatz
| Feed-In Power | 2100 | 2100 | 2100 | 2100 | 2100 | 2100 | 2100 | 2100 | 2100 | 2100 | 2100 | 2100 | 1 |  | Solar Plant 10 MW Block 1 | 2100 Kw/h | 8415600 | 0.091 | 765819.6 | 19% | 145505.72 |  | 911325.32
| Operating Ours | 9 | 9 | 10 | 10 | 14 | 16 | 16 | 16 | 10 | 10 | 10 | 9 | 1 |  | Batteriebetrieb | 50000 Kw/h | 14600000 | 0.091 | 1328600 | 19% | 252434 |  | 1581034
| Operating Days | 31 | 28 | 31 | 30 | 31 | 30 | 31 | 31 | 30 | 31 | 30 | 31 | 365 | 8760 | 500 KW Anlage | 105 Kw/h | 825300 | 0.091 | 75102.3 | 19% | 14269.44 |  | 89371.74
| Monthly Our | 279 | 252 | 310 | 300 | 434 | 480 | 496 | 496 | 300 | 310 | 300 | 279 | 4236 |  | Nur für die Batterie
| Delivery | 545900 | 489200 | 611000 | 590000 | 871400 | 968000 | 1001600 | 1001600 | 590000 | 611000 | 590000 | 545900 | 8415600 | Batterie Load | Realtime Betrieb / Ist Werte Übernahme |  | 10 MW Leistungsreserve Nacht
| Deliver to Battery | 2100 | 2100 | 2100 | 2100 | 2100 | 2100 | 2100 | 2100 | 2100 | 2100 | 2100 | 2100 | 480000 | Feed-IN | Solaranlage 10 MW Block | 2100 Kw/h | Solar Park Block 1 | Nachtabschaltung ab 400 Kw
| Gesamt | 545900 | 489200 | 611000 | 590000 | 871400 | 968000 | 1001600 | 1001600 | 590000 | 611000 | 590000 | 545900 | 8415600 |  | Batteriebetrieb |  | software Requirement | time dependent shutdowm
| Difference | Real-Data | Real-Data | Real-Data | Real-Data | Real-Data | Real-Data | Real-Data | Real-Data | Real-Data | Real-Data | Real-Data | Real-Data | 1 | Raeltime Operating Night | 500 KW Anlage |  | Battery - 20% | 14 Day Full Cycling
| Storage / Day | Real-Data | Real-Data | Real-Data | Real-Data | Real-Data | Real-Data | Real-Data | Real-Data | Real-Data | Real-Data | Real-Data | Real-Data | 1 | Storage Load Oerating | Umschaltung / Tme ist |  | 1,3 Sekunden | Netfrequency based | Switching from Night to day
| Feed-in /realtime | Real-Data | Real-Data | Real-Data | Real-Data | Real-Data | Real-Data | Real-Data | Real-Data | Real-Data | Real-Data | Real-Data | Real-Data | 1 | Feed-In Realtime | Powerapp Schaltung |  | Software based Switching | Under 50 Hz AutoSwitching
| Storage History | Real-Data | Real-Data | Real-Data | Real-Data | Real-Data | Real-Data | Real-Data | Real-Data | Real-Data | Real-Data | Real-Data | Real-Data | 1 | Average Storage Load | Nightoperating in the Year
| Brutto Leistungsberechnung nach Betriebszeit (Nachtspeisung) | [14 empty] | Feed in Tarif |  |  |  | 2169521.9 | 19% |  | 412209.16 |  | 2581731.06
| Month | Januar | Februar | März | April | Mai | Juni | Juli | August | Sept. | Oktober | Novemb. | Dez. | Summary
| Producing Block 1 | 585900 | 529200 | 651000 | 630000 | 911400 | 1008000 | 1041600 | 1041600 | 630000 | 651000 | 630000 | 585900 | 1171800 |  | Stromkosten
| Producing Carport | 18590 | 12920 | 18590 | 29300 | 31610 | 29300 | 57650 | 57650 | 23000 | 25100 | 23000 | 18590 | 345300 | Days | Verkauf an Ladenstelle | 183360
| Nighoperating Our | 465 | 420 | 434 | 420 | 310 | 240 | 248 | 248 | 420 | 434 | 420 | 465 | 4524 | planed Feed-In Power
| Operating Our Day | 279 | 252 | 310 | 300 | 434 | 480 | 496 | 496 | 300 | 310 | 300 | 279 | 365 | planed power | Effizienz wurde auf | 21 prozent
| Our Summary | 744 | 672 | 744 | 720 | 744 | 720 | 744 | 744 | 720 | 744 | 720 | 744 | 8760 | planed power
| Constructed Power /Our | 2666.67 | 2666.67 | 2666.67 | 3076.92 | 3076.92 | 3076.92 | 4444.44 | 4444.44 | 2857.14 | 2857.14 | 2857.14 | 2666.67 | 3113.145
| Constructed Power | 812.4866 | 806.7262 | 899.9866 | 915.6944 | 1267.4866 | 1440.6944 | 1477.4866 | 1477.4866 | 906.9444 | 908.7366 | 906.9444 | 812.4866 | 1052.7633 | Gesamtleistung | Berechnung der Efizienz | Lst Peak/Kw | Effizienz | In Kw/h
| Planed after Constr. | 1984002.48 | 1792002.24 | 1984002.48 | 2215382.4 | 2289228.48 | 2215382.4 | 3306663.36 | 3306663.36 | 2057140.8 | 2125712.16 | 2057140.8 | 1984002.48 | 27317323.44 | Einspeisung Tag | 10 MW/p Block | 10000 | 21% | 2100
| Power Out | 604490 | 542120 | 669590 | 659300 | 943010 | 1037300 | 1099250 | 1099250 | 653000 | 676100 | 653000 | 604490 | 9240900 |  | 1 MW/p Block | 1000 | 21% | 210
| To Install | 1379512.48 | 1249882.24 | 1314412.48 | 1556082.4 | 1346218.48 | 1178082.4 | 2207413.36 | 2207413.36 | 1404140.8 | 1449612.16 | 1404140.8 | 1379512.48 | 18076423.44 |  | Carport Anlage / Batterie System | 50000 | 100% | 50000
[16 empty] | Carport Ladesystem | 2000 | 21% | 420
| Month | Januar | Februar | März | April | Mai | Juni | Juli | August | Sept. | Oktober | Novemb. | Dez. | Gesamt
| Production | 58590 | 52920 | 58590 | 69300 | 71610 | 69300 | 97650 | 97650 | 63000 | 65100 | 63000 | 58590 | 825300 | Ladeleistung
| Feed-In Power | 18590 | 12920 | 18590 | 29300 | 31610 | 29300 | 57650 | 57650 | 23000 | 25100 | 23000 | 18590 | 345300
| Anlagenleistung | 210 | 210 | 210 | 210 | 210 | 210 | 210 | 210 | 210 | 210 | 210 | 210 | 420 Kw/h
| Daily Ours | 9 | 9 | 9 | 11 | 11 | 11 | 15 | 15 | 10 | 10 | 10 | 9
| Monthly Day | 31 | 28 | 31 | 30 | 31 | 30 | 31 | 31 | 30 | 31 | 30 | 31 | 365
| Operating Time | 279 | 252 | 279 | 330 | 341 | 330 | 465 | 465 | 300 | 310 | 300 | 279 | 3930
| Loading Power | 40000 | 40000 | 40000 | 40000 | 40000 | 40000 | 40000 | 40000 | 40000 | 40000 | 40000 | 40000 | 480000
| Gesamt | 117709 | 106339 | 117709 | 139181 | 143813 | 139181 | 196021 | 196021 | 126550 | 130761 | 126550 | 117709 | 1654895
| KWH/KWP | Real-Data | Real-Data | Real-Data | Real-Data | Real-Data | Real-Data | Real-Data | Real-Data | Real-Data | Real-Data | Real-Data | Real-Data | 1
| Storage/Day | Real-Data | Real-Data | Real-Data | Real-Data | Real-Data | Real-Data | Real-Data | Real-Data | Real-Data | Real-Data | Real-Data | Real-Data | 1
| Feed-In Power | Real-Data | Real-Data | Real-Data | Real-Data | Real-Data | Real-Data | Real-Data | Real-Data | Real-Data | Real-Data | Real-Data | Real-Data | 1
| Storage/Output | Real-Data | Real-Data | Real-Data | Real-Data | Real-Data | Real-Data | Real-Data | Real-Data | Real-Data | Real-Data | Real-Data | Real-Data | 1
| Gesamtverbr. | 1200000 | 1080000 | 1200000 | 1160000 | 1200000 | 1160000 | 1200000 | 1200000 | 1160000 | 1200000 | 1160000 | 1200000 | 14120000
Difference of Power
KWH/KWP
Storage/Day
Feed-In Power
Storage/Output
|  | Graphics Realtime |  | Monthly | [7 empty] | from Database
Full Power Line
Loading Power Cross
Loading Power Netz
Difference of Power
KWH/KWP
Storage/Day
Feed-In Power
Storage/Output
Note on T8: Steffen Bächle: Entladen*KWPreis - Entladen * Einspeisevergütung
Note on B56: KWH

## 2038
2038 | [15 empty] | Feed-In Tarif
[16 empty] | Durchschnittl. Strompreis 2020 | 0.38
| Speicher (KWH) Batteriekapizät mindestens 20 MW pro Monat an Vertrag | [14 empty] | Solar Plant in Kw/h | 2100
| Month | Januar | Februar | März | April | Mai | Juni | Juli | August | Sept. | Oktober | Novemb. | Dez. | Summery |  | Feed-In Tarif in Euro | 0.0621
| Storage Capacity | 50000 | 50000 | 50000 | 50000 | 50000 | 50000 | 50000 | 50000 | 50000 | 50000 | 50000 | 50000 | 50000 | Storage
| Night-Injection | 2666.67 | 2666.67 | 2857.14 | 2857.14 | 4000 | 5000 | 5000 | 5000 | 2857.14 | 2857.14 | 2857.14 | 2666.67 | 3440.48 | Yearly Average | Investition |  |  | Investition fürs Folgejahr | Weitere Jahre Amortisation
| Monthly Night Counter | 31 | 28 | 31 | 30 | 31 | 30 | 31 | 31 | 30 | 31 | 30 | 31 | 365 | days | Offene Invesitionssumme | 12000000 |  | 3584400 | 0.43
| Batterie Operating Time | 15 | 15 | 14 | 14 | 10 | 8 | 8 | 8 | 14 | 14 | 14 | 15 | 8760 | ours | Davon Speicher | 5000000 |  | 4998685.8 | 3803.6
| max.withdrawal | 40000 | 40000 | 40000 | 40000 | 40000 | 40000 | 40000 | 40000 | 40000 | 40000 | 40000 | 40000 | 40000 |  |  |  |  | 1314.2
| Month Operating time | 465 | 420 | 434 | 420 | 310 | 240 | 248 | 248 | 420 | 434 | 420 | 465 | 4524 | Yearly Ours | Kennzahlen
| endof Construction | 23250000 | 21000000 | 21700000 | 21000000 | 15500000 | 12000000 | 12400000 | 12400000 | 21000000 | 21700000 | 21000000 | 23250000 | 226200000 | Total Power | Ladeinrichtung 5 MW | #VALUE!
| Power to Load | 40000 | 40000 | 40000 | 40000 | 40000 | 40000 | 40000 | 40000 | 40000 | 40000 | 40000 | 40000 | 480000 | Depower | Ladequote | #VALUE!
| Gesamt | 1200000 | 1080000 | 1200000 | 1160000 | 1200000 | 1160000 | 1200000 | 1200000 | 1160000 | 1200000 | 1160000 | 1200000 | 14120000 | Total Power
| Power Reserve HVG | 1111.11 | 1111.11 | 1000 | 1000 | 714.29 | 625 | 625 | 625 | 1000 | 1000 | 1000 | 1111.11 | 0% | All Values are | Details zum Speicher
| Depowering | 4444.44 | 4444.44 | 4000 | 4000 | 2857.14 | 2500 | 2500 | 2500 | 4000 | 4000 | 4000 | 4444.44 | 0% | calculated | Speicher geladen | 1
| Input High Volage Grid | 4444.44 | 4444.44 | 4000 | 4000 | 2857.14 | 2500 | 2500 | 2500 | 4000 | 4000 | 4000 | 4444.44 | - | on finnished | Speicher entladen | 3440.48
| Cross / Power | 5555.56 | 5555.56 | 5000 | 5000 | 3571.43 | 3125 | 3125 | 3125 | 5000 | 5000 | 5000 | 5555.56 | 0 | Construction | Speichereffektivität | 344047.62
| Erzeugung 10 MW Block (ca. 2.100 KWH) Solaranlage | [14 empty] | Speicherverlust | -343947.62
| Month | Januar | Februar | März | April | Mai | Juni | Juli | August | Sept. | Oktober | Novemb. | Dez. | Summary |  |  |  | Übersicht Jahresleistungen | Alle Parameter werden im Projekt Garantiert
| Production | 585900 | 529200 | 651000 | 630000 | 911400 | 1008000 | 1041600 | 1041600 | 630000 | 651000 | 630000 | 585900 | 8895600 |  | Technische Parameter | Leistung | Leistung in KW/h | Einspeisevergütung min | Netto Umsatz | Mwst | MWST in EURO |  | Brutto Umsatz
| Feed-In Power | 2100 | 2100 | 2100 | 2100 | 2100 | 2100 | 2100 | 2100 | 2100 | 2100 | 2100 | 2100 | 1 |  | Solar Plant 10 MW Block 1 | 2100 Kw/h | 8415600 | 0.091 | 765819.6 | 19% | 145505.72 |  | 911325.32
| Operating Ours | 9 | 9 | 10 | 10 | 14 | 16 | 16 | 16 | 10 | 10 | 10 | 9 | 1 |  | Batteriebetrieb | 50000 Kw/h | 14600000 | 0.091 | 1328600 | 19% | 252434 |  | 1581034
| Operating Days | 31 | 28 | 31 | 30 | 31 | 30 | 31 | 31 | 30 | 31 | 30 | 31 | 365 | 8760 | 500 KW Anlage | 105 Kw/h | 825300 | 0.091 | 75102.3 | 19% | 14269.44 |  | 89371.74
| Monthly Our | 279 | 252 | 310 | 300 | 434 | 480 | 496 | 496 | 300 | 310 | 300 | 279 | 4236 |  | Nur für die Batterie
| Delivery | 545900 | 489200 | 611000 | 590000 | 871400 | 968000 | 1001600 | 1001600 | 590000 | 611000 | 590000 | 545900 | 8415600 | Batterie Load | Realtime Betrieb / Ist Werte Übernahme |  | 10 MW Leistungsreserve Nacht
| Deliver to Battery | 2100 | 2100 | 2100 | 2100 | 2100 | 2100 | 2100 | 2100 | 2100 | 2100 | 2100 | 2100 | 480000 | Feed-IN | Solaranlage 10 MW Block |  | Solar Park Block 1 | Nachtabschaltung ab 400 Kw
| Gesamt | 545900 | 489200 | 611000 | 590000 | 871400 | 968000 | 1001600 | 1001600 | 590000 | 611000 | 590000 | 545900 | 8415600 |  | Batteriebetrieb |  | software Requirement | time dependent shutdowm
| Difference | Real-Data | Real-Data | Real-Data | Real-Data | Real-Data | Real-Data | Real-Data | Real-Data | Real-Data | Real-Data | Real-Data | Real-Data | 1 | Raeltime Operating Night | 500 KW Anlage |  | Battery - 20% | 14 Day Full Cycling
| Storage / Day | Real-Data | Real-Data | Real-Data | Real-Data | Real-Data | Real-Data | Real-Data | Real-Data | Real-Data | Real-Data | Real-Data | Real-Data | 1 | Storage Load Oerating | Umschaltung / Tme ist |  | 1,3 Sekunden | Netfrequency based | Switching from Night to day
| Feed-in /realtime | Real-Data | Real-Data | Real-Data | Real-Data | Real-Data | Real-Data | Real-Data | Real-Data | Real-Data | Real-Data | Real-Data | Real-Data | 1 | Feed-In Realtime | Powerapp Schaltung |  | Software based Switching | Under 50 Hz AutoSwitching
| Storage History | Real-Data | Real-Data | Real-Data | Real-Data | Real-Data | Real-Data | Real-Data | Real-Data | Real-Data | Real-Data | Real-Data | Real-Data | 1 | Average Storage Load | Nightoperating in the Year
| Brutto Leistungsberechnung nach Betriebszeit (Nachtspeisung) | [14 empty] | Feed in Tarif |  |  |  | 2169521.9 | 19% |  | 412209.16 |  | 2581731.06
| Month | Januar | Februar | März | April | Mai | Juni | Juli | August | Sept. | Oktober | Novemb. | Dez. | Summary
| Producing Block 1 | 585900 | 529200 | 651000 | 630000 | 911400 | 1008000 | 1041600 | 1041600 | 630000 | 651000 | 630000 | 585900 | 1171800 |  | Stromkosten
| Producing Carport | 18590 | 12920 | 18590 | 29300 | 31610 | 29300 | 57650 | 57650 | 23000 | 25100 | 23000 | 18590 | 345300 | Days | Verkauf an Ladenstelle | 183360
| Nighoperating Our | 465 | 420 | 434 | 420 | 310 | 240 | 248 | 248 | 420 | 434 | 420 | 465 | 4524 | planed Feed-In Power
| Operating Our Day | 279 | 252 | 310 | 300 | 434 | 480 | 496 | 496 | 300 | 310 | 300 | 279 | 365 | planed power | Effizienz wurde auf | 0,21 berechnet
| Our Summary | 744 | 672 | 744 | 720 | 744 | 720 | 744 | 744 | 720 | 744 | 720 | 744 | 8760 | planed power
| Constructed Power /Our | 2666.67 | 2666.67 | 2666.67 | 3076.92 | 3076.92 | 3076.92 | 4444.44 | 4444.44 | 2857.14 | 2857.14 | 2857.14 | 2666.67 | 3113.145
| Constructed Power | 812.4866 | 806.7262 | 899.9866 | 915.6944 | 1267.4866 | 1440.6944 | 1477.4866 | 1477.4866 | 906.9444 | 908.7366 | 906.9444 | 812.4866 | 1052.7633 | Gesamtleistung | Berechnung der Efizienz | Lst Peak/Kw | Effizienz | In Kw/h
| Planed after Constr. | 1984002.48 | 1792002.24 | 1984002.48 | 2215382.4 | 2289228.48 | 2215382.4 | 3306663.36 | 3306663.36 | 2057140.8 | 2125712.16 | 2057140.8 | 1984002.48 | 27317323.44 | Einspeisung Tag | 10 MW/p Block | 10000 | 21% | 2100
| Power Out | 604490 | 542120 | 669590 | 659300 | 943010 | 1037300 | 1099250 | 1099250 | 653000 | 676100 | 653000 | 604490 | 9240900 |  | 1 MW/p Block | 1000 | 21% | 210
| To Install | 1379512.48 | 1249882.24 | 1314412.48 | 1556082.4 | 1346218.48 | 1178082.4 | 2207413.36 | 2207413.36 | 1404140.8 | 1449612.16 | 1404140.8 | 1379512.48 | 18076423.44 |  | Carport Anlage / Batterie System | 50000 | 100% | 50000
[16 empty] | Carport Ladesystem | 2000 | 21% | 420
| Month | Januar | Februar | März | April | Mai | Juni | Juli | August | Sept. | Oktober | Novemb. | Dez. | Gesamt
| Production | 58590 | 52920 | 58590 | 69300 | 71610 | 69300 | 97650 | 97650 | 63000 | 65100 | 63000 | 58590 | 825300 | Ladeleistung
| Feed-In Power | 18590 | 12920 | 18590 | 29300 | 31610 | 29300 | 57650 | 57650 | 23000 | 25100 | 23000 | 18590 | 345300
| Anlagenleistung | 210 | 210 | 210 | 210 | 210 | 210 | 210 | 210 | 210 | 210 | 210 | 210 | 420 Kw/h
| Daily Ours | 9 | 9 | 9 | 11 | 11 | 11 | 15 | 15 | 10 | 10 | 10 | 9
| Monthly Day | 31 | 28 | 31 | 30 | 31 | 30 | 31 | 31 | 30 | 31 | 30 | 31 | 365
| Operating Time | 279 | 252 | 279 | 330 | 341 | 330 | 465 | 465 | 300 | 310 | 300 | 279 | 3930
| Loading Power | 40000 | 40000 | 40000 | 40000 | 40000 | 40000 | 40000 | 40000 | 40000 | 40000 | 40000 | 40000 | 480000
| Gesamt | 117709 | 106339 | 117709 | 139181 | 143813 | 139181 | 196021 | 196021 | 126550 | 130761 | 126550 | 117709 | 1654895
| KWH/KWP | Real-Data | Real-Data | Real-Data | Real-Data | Real-Data | Real-Data | Real-Data | Real-Data | Real-Data | Real-Data | Real-Data | Real-Data | 1
| Storage/Day | Real-Data | Real-Data | Real-Data | Real-Data | Real-Data | Real-Data | Real-Data | Real-Data | Real-Data | Real-Data | Real-Data | Real-Data | 1
| Feed-In Power | Real-Data | Real-Data | Real-Data | Real-Data | Real-Data | Real-Data | Real-Data | Real-Data | Real-Data | Real-Data | Real-Data | Real-Data | 1
| Storage/Output | Real-Data | Real-Data | Real-Data | Real-Data | Real-Data | Real-Data | Real-Data | Real-Data | Real-Data | Real-Data | Real-Data | Real-Data | 1
| Gesamtverbr. | 1200000 | 1080000 | 1200000 | 1160000 | 1200000 | 1160000 | 1200000 | 1200000 | 1160000 | 1200000 | 1160000 | 1200000 | 14120000
Difference of Power
KWH/KWP
Storage/Day
Feed-In Power
Storage/Output
|  | Graphics Realtime |  | Monthly | [7 empty] | from Database
Full Power Line
Loading Power Cross
Loading Power Netz
Difference of Power
KWH/KWP
Storage/Day
Feed-In Power
Storage/Output
Note on T8: Steffen Bächle: Entladen*KWPreis - Entladen * Einspeisevergütung
Note on B56: KWH

## 2039
2039 | [15 empty] | Feed-In Tarif
[16 empty] | Durchschnittl. Strompreis 2020 | 0.38
| Speicher (KWH) Batteriekapizät mindestens 20 MW pro Monat an Vertrag | [14 empty] | Solar Plant in Kw/h | 2100
| Month | Januar | Februar | März | April | Mai | Juni | Juli | August | Sept. | Oktober | Novemb. | Dez. | Summery |  | Feed-In Tarif in Euro | 0.0621
| Storage Capacity | 50000 | 50000 | 50000 | 50000 | 50000 | 50000 | 50000 | 50000 | 50000 | 50000 | 50000 | 50000 | 50000 | Storage
| Night-Injection | 2666.67 | 2666.67 | 2857.14 | 2857.14 | 4000 | 5000 | 5000 | 5000 | 2857.14 | 2857.14 | 2857.14 | 2666.67 | 3440.48 | Yearly Average | Investition |  |  | Investition fürs Folgejahr | Weitere Jahre Amortisation
| Monthly Night Counter | 31 | 28 | 31 | 30 | 31 | 30 | 31 | 31 | 30 | 31 | 30 | 31 | 365 | days | Offene Invesitionssumme | 12000000 |  | 3584400 | 0.43
| Batterie Operating Time | 15 | 15 | 14 | 14 | 10 | 8 | 8 | 8 | 14 | 14 | 14 | 15 | 8760 | ours | Davon Speicher | 5000000 |  | 4998685.8 | 3803.6
| max.withdrawal | 40000 | 40000 | 40000 | 40000 | 40000 | 40000 | 40000 | 40000 | 40000 | 40000 | 40000 | 40000 | 40000 |  |  |  |  | 1314.2
| Month Operating time | 465 | 420 | 434 | 420 | 310 | 240 | 248 | 248 | 420 | 434 | 420 | 465 | 4524 | Yearly Ours | Kennzahlen
| endof Construction | 23250000 | 21000000 | 21700000 | 21000000 | 15500000 | 12000000 | 12400000 | 12400000 | 21000000 | 21700000 | 21000000 | 23250000 | 226200000 | Total Power | Ladeinrichtung 5 MW | #VALUE!
| Power to Load | 40000 | 40000 | 40000 | 40000 | 40000 | 40000 | 40000 | 40000 | 40000 | 40000 | 40000 | 40000 | 480000 | Depower | Ladequote | #VALUE!
| Gesamt | 1200000 | 1080000 | 1200000 | 1160000 | 1200000 | 1160000 | 1200000 | 1200000 | 1160000 | 1200000 | 1160000 | 1200000 | 14120000 | Total Power
| Power Reserve HVG | 1111.11 | 1111.11 | 1000 | 1000 | 714.29 | 625 | 625 | 625 | 1000 | 1000 | 1000 | 1111.11 | 0% | All Values are | Details zum Speicher
| Depowering | 4444.44 | 4444.44 | 4000 | 4000 | 2857.14 | 2500 | 2500 | 2500 | 4000 | 4000 | 4000 | 4444.44 | 0% | calculated | Speicher geladen | 1
| Input High Volage Grid | 4444.44 | 4444.44 | 4000 | 4000 | 2857.14 | 2500 | 2500 | 2500 | 4000 | 4000 | 4000 | 4444.44 | - | on finnished | Speicher entladen | 3440.48
| Cross / Power | 5555.56 | 5555.56 | 5000 | 5000 | 3571.43 | 3125 | 3125 | 3125 | 5000 | 5000 | 5000 | 5555.56 | 0 | Construction | Speichereffektivität | 344047.62
| Erzeugung 10 MW Block (ca. 2.100 KWH) Solaranlage | [14 empty] | Speicherverlust | -343947.62
| Month | Januar | Februar | März | April | Mai | Juni | Juli | August | Sept. | Oktober | Novemb. | Dez. | Summary |  |  |  | Übersicht Jahresleistungen | Alle Parameter werden im Projekt Garantiert
| Production | 585900 | 529200 | 651000 | 630000 | 911400 | 1008000 | 1041600 | 1041600 | 630000 | 651000 | 630000 | 585900 | 8895600 |  | Technische Parameter | Leistung | Leistung in KW/h | Einspeisevergütung min | Netto Umsatz | Mwst | MWST in EURO |  | Brutto Umsatz
| Feed-In Power | 2100 | 2100 | 2100 | 2100 | 2100 | 2100 | 2100 | 2100 | 2100 | 2100 | 2100 | 2100 | 1 |  | Solar Plant 10 MW Block 1 | 2100 Kw/h | 8415600 | 0.091 | 765819.6 | 19% | 145505.72 |  | 911325.32
| Operating Ours | 9 | 9 | 10 | 10 | 14 | 16 | 16 | 16 | 10 | 10 | 10 | 9 | 1 |  | Batteriebetrieb | 50000 Kw/h | 14600000 | 0.091 | 1328600 | 19% | 252434 |  | 1581034
| Operating Days | 31 | 28 | 31 | 30 | 31 | 30 | 31 | 31 | 30 | 31 | 30 | 31 | 365 | 8760 | 500 KW Anlage | 105 Kw/h | 825300 | 0.091 | 75102.3 | 19% | 14269.44 |  | 89371.74
| Monthly Our | 279 | 252 | 310 | 300 | 434 | 480 | 496 | 496 | 300 | 310 | 300 | 279 | 4236 |  | Nur für die Batterie
| Delivery | 545900 | 489200 | 611000 | 590000 | 871400 | 968000 | 1001600 | 1001600 | 590000 | 611000 | 590000 | 545900 | 8415600 | Batterie Load | Realtime Betrieb / Ist Werte Übernahme |  | 10 MW Leistungsreserve Nacht
| Deliver to Battery | 2100 | 2100 | 2100 | 2100 | 2100 | 2100 | 2100 | 2100 | 2100 | 2100 | 2100 | 2100 | 480000 | Feed-IN | Solaranlage 10 MW Block |  | Solar Park Block 1 | Nachtabschaltung ab 400 Kw
| Gesamt | 545900 | 489200 | 611000 | 590000 | 871400 | 968000 | 1001600 | 1001600 | 590000 | 611000 | 590000 | 545900 | 8415600 |  | Batteriebetrieb |  | software Requirement | time dependent shutdowm
| Difference | Real-Data | Real-Data | Real-Data | Real-Data | Real-Data | Real-Data | Real-Data | Real-Data | Real-Data | Real-Data | Real-Data | Real-Data | 1 | Raeltime Operating Night | 500 KW Anlage |  | Battery - 20% | 14 Day Full Cycling
| Storage / Day | Real-Data | Real-Data | Real-Data | Real-Data | Real-Data | Real-Data | Real-Data | Real-Data | Real-Data | Real-Data | Real-Data | Real-Data | 1 | Storage Load Oerating | Umschaltung / Tme ist |  | 1,3 Sekunden | Netfrequency based | Switching from Night to day
| Feed-in /realtime | Real-Data | Real-Data | Real-Data | Real-Data | Real-Data | Real-Data | Real-Data | Real-Data | Real-Data | Real-Data | Real-Data | Real-Data | 1 | Feed-In Realtime | Powerapp Schaltung |  | Software based Switching | Under 50 Hz AutoSwitching
| Storage History | Real-Data | Real-Data | Real-Data | Real-Data | Real-Data | Real-Data | Real-Data | Real-Data | Real-Data | Real-Data | Real-Data | Real-Data | 1 | Average Storage Load | Nightoperating in the Year
| Brutto Leistungsberechnung nach Betriebszeit (Nachtspeisung) | [14 empty] | Feed in Tarif |  |  |  | 2169521.9 | 19% |  | 412209.16 |  | 2581731.06
| Month | Januar | Februar | März | April | Mai | Juni | Juli | August | Sept. | Oktober | Novemb. | Dez. | Summary
| Producing Block 1 | 585900 | 529200 | 651000 | 630000 | 911400 | 1008000 | 1041600 | 1041600 | 630000 | 651000 | 630000 | 585900 | 1171800 |  | Stromkosten
| Producing Carport | 18590 | 12920 | 18590 | 29300 | 31610 | 29300 | 57650 | 57650 | 23000 | 25100 | 23000 | 18590 | 345300 | Days | Verkauf an Ladenstelle | 183360
| Nighoperating Our | 465 | 420 | 434 | 420 | 310 | 240 | 248 | 248 | 420 | 434 | 420 | 465 | 4524 | planed Feed-In Power
| Operating Our Day | 279 | 252 | 310 | 300 | 434 | 480 | 496 | 496 | 300 | 310 | 300 | 279 | 365 | planed power | Effizienz wurde auf | 0,21 berechnet
| Our Summary | 744 | 672 | 744 | 720 | 744 | 720 | 744 | 744 | 720 | 744 | 720 | 744 | 8760 | planed power
| Constructed Power /Our | 2666.67 | 2666.67 | 2666.67 | 3076.92 | 3076.92 | 3076.92 | 4444.44 | 4444.44 | 2857.14 | 2857.14 | 2857.14 | 2666.67 | 3113.145
| Constructed Power | 812.4866 | 806.7262 | 899.9866 | 915.6944 | 1267.4866 | 1440.6944 | 1477.4866 | 1477.4866 | 906.9444 | 908.7366 | 906.9444 | 812.4866 | 1052.7633 | Gesamtleistung | Berechnung der Efizienz | Lst Peak/Kw | Effizienz | In Kw/h
| Planed after Constr. | 1984002.48 | 1792002.24 | 1984002.48 | 2215382.4 | 2289228.48 | 2215382.4 | 3306663.36 | 3306663.36 | 2057140.8 | 2125712.16 | 2057140.8 | 1984002.48 | 27317323.44 | Einspeisung Tag | 10 MW/p Block | 10000 | 21% | 2100
| Power Out | 604490 | 542120 | 669590 | 659300 | 943010 | 1037300 | 1099250 | 1099250 | 653000 | 676100 | 653000 | 604490 | 9240900 |  | 1 MW/p Block | 1000 | 21% | 210
| To Install | 1379512.48 | 1249882.24 | 1314412.48 | 1556082.4 | 1346218.48 | 1178082.4 | 2207413.36 | 2207413.36 | 1404140.8 | 1449612.16 | 1404140.8 | 1379512.48 | 18076423.44 |  | Carport Anlage / Batterie System | 50000 | 100% | 50000
[16 empty] | Carport Ladesystem | 2000 | 21% | 420
| Month | Januar | Februar | März | April | Mai | Juni | Juli | August | Sept. | Oktober | Novemb. | Dez. | Gesamt
| Production | 58590 | 52920 | 58590 | 69300 | 71610 | 69300 | 97650 | 97650 | 63000 | 65100 | 63000 | 58590 | 825300 | Ladeleistung
| Feed-In Power | 18590 | 12920 | 18590 | 29300 | 31610 | 29300 | 57650 | 57650 | 23000 | 25100 | 23000 | 18590 | 345300
| Anlagenleistung | 210 | 210 | 210 | 210 | 210 | 210 | 210 | 210 | 210 | 210 | 210 | 210 | 420 Kw/h
| Daily Ours | 9 | 9 | 9 | 11 | 11 | 11 | 15 | 15 | 10 | 10 | 10 | 9
| Monthly Day | 31 | 28 | 31 | 30 | 31 | 30 | 31 | 31 | 30 | 31 | 30 | 31 | 365
| Operating Time | 279 | 252 | 279 | 330 | 341 | 330 | 465 | 465 | 300 | 310 | 300 | 279 | 3930
| Loading Power | 40000 | 40000 | 40000 | 40000 | 40000 | 40000 | 40000 | 40000 | 40000 | 40000 | 40000 | 40000 | 480000
| Gesamt | 117709 | 106339 | 117709 | 139181 | 143813 | 139181 | 196021 | 196021 | 126550 | 130761 | 126550 | 117709 | 1654895
| KWH/KWP | Real-Data | Real-Data | Real-Data | Real-Data | Real-Data | Real-Data | Real-Data | Real-Data | Real-Data | Real-Data | Real-Data | Real-Data | 1
| Storage/Day | Real-Data | Real-Data | Real-Data | Real-Data | Real-Data | Real-Data | Real-Data | Real-Data | Real-Data | Real-Data | Real-Data | Real-Data | 1
| Feed-In Power | Real-Data | Real-Data | Real-Data | Real-Data | Real-Data | Real-Data | Real-Data | Real-Data | Real-Data | Real-Data | Real-Data | Real-Data | 1
| Storage/Output | Real-Data | Real-Data | Real-Data | Real-Data | Real-Data | Real-Data | Real-Data | Real-Data | Real-Data | Real-Data | Real-Data | Real-Data | 1
| Gesamtverbr. | 1200000 | 1080000 | 1200000 | 1160000 | 1200000 | 1160000 | 1200000 | 1200000 | 1160000 | 1200000 | 1160000 | 1200000 | 14120000
Loading and Powering Differnce Graphics | bar: Januar to Februar
| Legend | Januar: Graphics Realtime; März: Daily; Novemb.: From Database
Full Power Line
Loading Power Cross
Loading Power Netz
Difference of Power
KWH/KWP
Storage/Day
Feed-In Power
Storage/Output
|  | Graphics Realtime |  | Monthly | [7 empty] | from Database
Full Power Line
Loading Power Cross
Loading Power Netz
Difference of Power
KWH/KWP
Storage/Day
Feed-In Power
Storage/Output
Note on T8: Steffen Bächle: Entladen*KWPreis - Entladen * Einspeisevergütung
Note on B56: KWH

## 2040
2040 | [15 empty] | Feed-In Tarif
[16 empty] | Durchschnittl. Strompreis 2020 | 0.38
| Speicher (KWH) Batteriekapizät mindestens 20 MW pro Monat an Vertrag | [14 empty] | Solar Plant in Kw/h | 2100
| Month | Januar | Februar | März | April | Mai | Juni | Juli | August | Sept. | Oktober | Novemb. | Dez. | Summery |  | Feed-In Tarif in Euro | 0.0621
| Storage Capacity | 50000 | 50000 | 50000 | 50000 | 50000 | 50000 | 50000 | 50000 | 50000 | 50000 | 50000 | 50000 | 50000 | Storage
| Night-Injection | 2666.67 | 2666.67 | 2857.14 | 2857.14 | 4000 | 5000 | 5000 | 5000 | 2857.14 | 2857.14 | 2857.14 | 2666.67 | 3440.48 | Yearly Average | Investition |  |  | Investition fürs Folgejahr | Weitere Jahre Amortisation
| Monthly Night Counter | 31 | 28 | 31 | 30 | 31 | 30 | 31 | 31 | 30 | 31 | 30 | 31 | 365 | days | Offene Invesitionssumme | 12000000 |  | 3584400 | 0.43
| Batterie Operating Time | 15 | 15 | 14 | 14 | 10 | 8 | 8 | 8 | 14 | 14 | 14 | 15 | 8760 | ours | Davon Speicher | 5000000 |  | 4998685.8 | 3803.6
| max.withdrawal | 40000 | 40000 | 40000 | 40000 | 40000 | 40000 | 40000 | 40000 | 40000 | 40000 | 40000 | 40000 | 40000 |  |  |  |  | 1314.2
| Month Operating time | 465 | 420 | 434 | 420 | 310 | 240 | 248 | 248 | 420 | 434 | 420 | 465 | 4524 | Yearly Ours | Kennzahlen
| endof Construction | 23250000 | 21000000 | 21700000 | 21000000 | 15500000 | 12000000 | 12400000 | 12400000 | 21000000 | 21700000 | 21000000 | 23250000 | 226200000 | Total Power | Ladeinrichtung 1 MW/p | 825300 | Kw/h
| Power to Load | 40000 | 40000 | 40000 | 40000 | 40000 | 40000 | 40000 | 40000 | 40000 | 40000 | 40000 | 40000 | 480000 | Depower | Ladequote | 210 | Kw/h
| Gesamt | 1200000 | 1080000 | 1200000 | 1160000 | 1200000 | 1160000 | 1200000 | 1200000 | 1160000 | 1200000 | 1160000 | 1200000 | 14120000
| Power Reserve HVG | 1111.1111 | 1111.1111 | 1000 | 1000 | 714.2857 | 625 | 625 | 625 | 1000 | 1000 | 1000 | 1111.1111 | 1 |  | Details zum Speicher
| Depowering | 4444.4444 | 4444.4444 | 4000 | 4000 | 2857.1429 | 2500 | 2500 | 2500 | 4000 | 4000 | 4000 | 4444.4444 | 1 |  | Speicher geladen | 50000 | Kw/h
| Input High Volage Grid | 4444.4444 | 4444.4444 | 4000 | 4000 | 2857.1429 | 2500 | 2500 | 2500 | 4000 | 4000 | 4000 | 4444.4444 | 1 |  | Speicher entladen | 40000
| Cross / Power | 5555.5556 | 5555.5556 | 5000 | 5000 | 3571.4286 | 3125 | 3125 | 3125 | 5000 | 5000 | 5000 | 5555.5556 | 1 |  | Speichereffektivität | 344047.62
| Erzeugung 10 MW Block (ca. 2.100 KWH) Solaranlage | [14 empty] | Leistungsreserve | 10000 | kw/h
| Month | Januar | Februar | März | April | Mai | Juni | Juli | August | Sept. | Oktober | Novemb. | Dez. | Summary |  |  |  | Übersicht Jahresleistungen | Alle Parameter werden im Projekt Garantiert
| Production | 585900 | 529200 | 651000 | 630000 | 911400 | 1008000 | 1041600 | 1041600 | 630000 | 651000 | 630000 | 585900 | 8895600 |  | Technische Parameter | Leistung | Leistung in KW/h | Einspeisevergütung min | Netto Umsatz | Mwst | MWST in EURO |  | Brutto Umsatz
| Feed-In Power | 2100 | 2100 | 2100 | 2100 | 2100 | 2100 | 2100 | 2100 | 2100 | 2100 | 2100 | 2100 | 1 | Summary with 1 not in Use | Solar Plant 10 MW Block 1 | 2100 Kw/h | 8415600 | 0.091 | 765819.6 | 19% | 145505.72 |  | 911325.32
| Operating Ours | 9 | 9 | 10 | 10 | 14 | 16 | 16 | 16 | 10 | 10 | 10 | 9 | 1 | for Calculation | Batteriebetrieb | 50000 Kw/h | 14600000 | 0.091 | 1328600 | 19% | 252434 |  | 1581034
| Operating Days | 31 | 28 | 31 | 30 | 31 | 30 | 31 | 31 | 30 | 31 | 30 | 31 | 365 | 8760 | 1000 Kw/p Anlage | 210 Kw/h | 825300 | 0.091 | 75102.3 | 19% | 14269.44 |  | 89371.74
| Monthly Our | 279 | 252 | 310 | 300 | 434 | 480 | 496 | 496 | 300 | 310 | 300 | 279 | 4236 |  | Nur für die Batterie
| Delivery | 545900 | 489200 | 611000 | 590000 | 871400 | 968000 | 1001600 | 1001600 | 590000 | 611000 | 590000 | 545900 | 8415600 | Batterie Load | Realtime Betrieb / Ist Werte Übernahme |  | 10 MW Leistungsreserve Nacht
| Deliver to Battery | 2100 | 2100 | 2100 | 2100 | 2100 | 2100 | 2100 | 2100 | 2100 | 2100 | 2100 | 2100 | 480000 | Feed-IN | Solaranlage 10 MW Block |  | Solar Park Block 1 | Nachtabschaltung ab 400 Kw
| Gesamt | 545900 | 489200 | 611000 | 590000 | 871400 | 968000 | 1001600 | 1001600 | 590000 | 611000 | 590000 | 545900 | 8415600 |  | Batteriebetrieb |  | software Requirement | time dependent shutdowm
| Difference | Real-Data | Real-Data | Real-Data | Real-Data | Real-Data | Real-Data | Real-Data | Real-Data | Real-Data | Real-Data | Real-Data | Real-Data | 1 | Raeltime Operating Night | 1000 KW Anlage |  | Battery - 20% | 14 Day Full Cycling
| Storage / Day | Real-Data | Real-Data | Real-Data | Real-Data | Real-Data | Real-Data | Real-Data | Real-Data | Real-Data | Real-Data | Real-Data | Real-Data | 1 | Storage Load Oerating | Umschaltung / Tme ist |  | 1,3 Sekunden | Netfrequency based | Switching from Night to day
| Feed-in /realtime | Real-Data | Real-Data | Real-Data | Real-Data | Real-Data | Real-Data | Real-Data | Real-Data | Real-Data | Real-Data | Real-Data | Real-Data | 1 | Feed-In Realtime | Powerapp Schaltung |  | Software based Switching | Under 50 Hz AutoSwitching
| Storage History | Real-Data | Real-Data | Real-Data | Real-Data | Real-Data | Real-Data | Real-Data | Real-Data | Real-Data | Real-Data | Real-Data | Real-Data | 1 | Average Storage Load | Nightoperating in the Year
| Brutto Leistungsberechnung nach Betriebszeit (Day and Night) | [14 empty] | Feed in Tarif |  |  |  | 2169521.9 | 19% |  | 412209.16 |  | 2581731.06
| Month | Januar | Februar | März | April | Mai | Juni | Juli | August | Sept. | Oktober | Novemb. | Dez. | Summary
| Producing Block 1 | 585900 | 529200 | 651000 | 630000 | 911400 | 1008000 | 1041600 | 1041600 | 630000 | 651000 | 630000 | 585900 | 1171800 |  | Stromkosten
| Producing Carport | 58590 | 52920 | 58590 | 69300 | 71610 | 69300 | 97650 | 97650 | 63000 | 65100 | 63000 | 58590 | 825300 | Days | Verkauf an Ladenstelle | 183360
| Nighoperating Our | 465 | 420 | 434 | 420 | 310 | 240 | 248 | 248 | 420 | 434 | 420 | 465 | 4524 | planed Feed-In Power
| Operating Our Day | 279 | 252 | 310 | 300 | 434 | 480 | 496 | 496 | 300 | 310 | 300 | 279 | 365 | planed power | Effizienz wurde auf | 0,21 berechnet
| Our Summary | 744 | 672 | 744 | 720 | 744 | 720 | 744 | 744 | 720 | 744 | 720 | 744 | 8760 | Summary Ours
| Constructed Power /Our | 2666.67 | 2666.67 | 2666.67 | 3076.92 | 3076.92 | 3076.92 | 4444.44 | 4444.44 | 2857.14 | 2857.14 | 2857.14 | 2666.67 | 3113.145
| Constructed Power | 866.25 | 866.25 | 953.75 | 971.25 | 1321.25 | 1496.25 | 1531.25 | 1531.25 | 962.5 | 962.5 | 962.5 | 866.25 | 1107.6042 | Powersummerys | Berechnung der Efizienz | Lst Peak/Kw | Effizienz | In Kw/h
| Planed after Constr. | 1984002.48 | 1792002.24 | 1984002.48 | 2215382.4 | 2289228.48 | 2215382.4 | 3306663.36 | 3306663.36 | 2057140.8 | 2125712.16 | 2057140.8 | 1984002.48 | 27317323.44 | Feed in Monthly Battery | 10 MW/p Block | 10000 | 21% | 2100
| Power Out | 644490 | 582120 | 709590 | 699300 | 983010 | 1077300 | 1139250 | 1139250 | 693000 | 716100 | 693000 | 644490 | 9720900 | Feed in High Volatage Grid | 1 MW/p Block | 1000 | 21% | 210
| To Install | 1339512.48 | 1209882.24 | 1274412.48 | 1516082.4 | 1306218.48 | 1138082.4 | 2167413.36 | 2167413.36 | 1364140.8 | 1409612.16 | 1364140.8 | 1339512.48 | 17596423.44 | Anlagen Power Level 0 | Carport Anlage / Batterie System | 50000 | 100% | 50000
[16 empty] | Carport Ladesystem | 2000 | 21% | 420
Batterie Ladeanlage 1 MW /P (Carport) Erzeugung (KWH)
| Month | Januar | Februar | März | April | Mai | Juni | Juli | August | Sept. | Oktober | Novemb. | Dez. | Gesamt
| Production | 58590 | 52920 | 58590 | 69300 | 71610 | 69300 | 97650 | 97650 | 63000 | 65100 | 63000 | 58590 | 825300 |  | 744
| Feed-In Power | 18590 | 12920 | 18590 | 29300 | 31610 | 29300 | 57650 | 57650 | 23000 | 25100 | 23000 | 18590 | 345300 | 1111.1111
| Anlagenleistung | 210 | 210 | 210 | 210 | 210 | 210 | 210 | 210 | 210 | 210 | 210 | 210
| Daily Ours | 9 | 9 | 9 | 11 | 11 | 11 | 15 | 15 | 10 | 10 | 10 | 9
| Monthly Day | 31 | 28 | 31 | 30 | 31 | 30 | 31 | 31 | 30 | 31 | 30 | 31 | 365
| Operating Time | 279 | 252 | 279 | 330 | 341 | 330 | 465 | 465 | 300 | 310 | 300 | 279 | 3930
| Loading Power | 40000 | 40000 | 40000 | 40000 | 40000 | 40000 | 40000 | 40000 | 40000 | 40000 | 40000 | 40000 | 480000
| Gesamt | 117709 | 106339 | 117709 | 139181 | 143813 | 139181 | 196021 | 196021 | 126550 | 130761 | 126550 | 117709 | 1654895
| KWH/KWP | Real-Data | Real-Data | Real-Data | Real-Data | Real-Data | Real-Data | Real-Data | Real-Data | Real-Data | Real-Data | Real-Data | Real-Data | 1
| Storage/Day | Real-Data | Real-Data | Real-Data | Real-Data | Real-Data | Real-Data | Real-Data | Real-Data | Real-Data | Real-Data | Real-Data | Real-Data | 1
| Feed-In Power | Real-Data | Real-Data | Real-Data | Real-Data | Real-Data | Real-Data | Real-Data | Real-Data | Real-Data | Real-Data | Real-Data | Real-Data | 1
| Storage/Output | Real-Data | Real-Data | Real-Data | Real-Data | Real-Data | Real-Data | Real-Data | Real-Data | Real-Data | Real-Data | Real-Data | Real-Data | 1
| Gesamtverbr. | 1200000 | 1080000 | 1200000 | 1160000 | 1200000 | 1160000 | 1200000 | 1200000 | 1160000 | 1200000 | 1160000 | 1200000 | 14120000
Loading and Powering Differnce Graphics | bar: Januar to Februar
| Legend | Januar: Graphics Realtime; März: Daily; Novemb.: From Database
Full Power Line
Loading Power Cross
Loading Power Netz
Difference of Power
KWH/KWP
Storage/Day
Feed-In Power
Storage/Output
|  | Graphics Realtime |  | Monthly | [7 empty] | from Database
Full Power Line
Loading Power Cross
Loading Power Netz
Difference of Power
KWH/KWP
Storage/Day
Feed-In Power
Storage/Output
| 25 | Januar: 2100; Februar: 52500; März: 5.25
Note on T8: Steffen Bächle: Entladen*KWPreis - Entladen * Einspeisevergütung
Note on B20: KWH

## Gesamt
Gesamtübersicht 20 Jahre (ausgehend von weniger als 1 micro Bogensekunde Deklinationänderung pro Jahr) ( 4 Kw/h pro 1m2 Einstrahlung) | [19 empty] | Strompreis und Einspeisevergütung
[20 empty] | Durchschnittl. Strompreis | 0
| Speicher (50000 KWH) | [18 empty] | Kw/h Anlage | 2100
|  | 2025 | 2026 | 2027 | 2028 | 2029 | 2030 | 2031 | 2032 | 2033 | 2034 | 2035 | 2036 | 2037 | 2038 | 2039 | 2040 | Gesamt | Values in Mw/h | Einspeisevergütung | 0.0917
| Storage Power | 50000 | 50000 | 50000 | 50000 | 50000 | 50000 | 50000 | 50000 | 50000 | 50000 | 50000 | 50000 | 50000 | 50000 | 50000 | 50000 | 50000 | 50
| Power Reserve | 10000 | 10000 | 10000 | 10000 | 10000 | 10000 | 10000 | 10000 | 10000 | 10000 | 10000 | 10000 | 10000 | 10000 | 10000 | 10000 | 10000 | 10 | Investition |  |  | Investition abzüglich Erträge | Jahre bis Amortisation
| Max. Feed-In in Ww/h | 40000 | 40000 | 40000 | 40000 | 40000 | 40000 | 40000 | 40000 | 40000 | 40000 | 40000 | 40000 | 40000 | 40000 | 40000 | 226200000 | 226800000 | 226800 | Offene Invesitionssumme | 22000 |  | 21998.5328 | 239912.759
| Gesamt |  |  | 100000 | 100000 | 100000 | 100000 | 100000 | 100000 | 100000 | 100000 | 100000 | 100000 | 100000 | 100000 | 100000 | 226260000 | 226860000 | 226860 | Davon Speicher | 6800 |  | 4998685.8 | -0.021795
| Difference | [16 empty] | 16 |  |  |  |  | -4991885.8 | bar: 2025 to 2040
| Storage / Day | [16 empty] | 16 |  | Kennzahlen | bar: 2025 to 2040
| Feed-in /realtime | [16 empty] | 16 |  | Autarkie | #REF! | bar: 2025 to 2040
| Storage History | [16 empty] | 16 |  | Eigenverbrauchsquote | #REF! | bar: 2025 to 2040
| Erzeugung (KWH) | [18 empty] | Details zum Speicher
|  | 2025 | 2026 | 2027 | 2028 | 2029 | 2030 | 2031 | 2032 | 2033 | 2034 | 2035 | 2036 | 2037 | 2038 | 2039 | 2040 | Gesamt |  | Speicher geladen | 225920000
| Block1 | 8895600 | 8895600 | 8895600 | 8895600 | 8895600 | 8895600 | 8895600 | 8895600 | 8895600 | 8895600 | 8895600 | 8895600 | 8895600 | 8895600 | 8895600 | 8895600 | 142329600 | 142329.6 | Speicher entladen | 10000
| Batterie | 14120000 | 14120000 | 14120000 | 14120000 | 14120000 | 14120000 | 14120000 | 14120000 | 14120000 | 14120000 | 14120000 | 14120000 | 14120000 | 14120000 | 14120000 | 14120000 | 225920000 | 225920 | Speichereffektivität | 0.0044263
| Carport | 825300 | 825300 | 825300 | 825300 | 825300 | 825300 | 825300 | 825300 | 825300 | 825300 | 825300 | 825300 | 825300 | 825300 | 825300 | 825300 | 13204800 | 13204.8 | Speicherverlust | 99.9956
| Gesamt | 23840900 | 23840900 | 23840900 | 23840900 | 23840900 | 23840900 | 23840900 | 23840900 | 23840900 | 23840900 | 23840900 | 23840900 | 23840900 | 23840900 | 23840900 | 23840900 | 381454400 | 381454.4
| KWH/KWP | 0 | 0 | 0 | 0 | 0 | 0 | 0 | 11352.8095 | 0 | 0 | 0 | 0 | 11352.8095 | 0 | 0 | 11352.8095 | 0 |  | Finanzielle Erträge |  | 1.4672 | Anteil an Gesamtinvest.
| Speicher/Tag | 38684.9315 | 0 | 0 | 38684.9315 | 38684.9315 | 38684.9315 | 38684.9315 | 38684.9315 | 38684.9315 | 38684.9315 | 38684.9315 | 38684.9315 | 38684.9315 | 38684.9315 | 38684.9315 | 0 | 0 |  | Entladung / einspeisung | 226800000 |  | 0.006669%
| eingespeist | [16 empty] | 0% |  | Vergütung | 20797560 | bar: 2025 to 2040
| Speicherverl. | 0 | 0 | 0 | 0 | 0 | 0 | 0 | 0 | 0 | 0 | 0 | 0 | 0 | 0 | 0 | 0 | 0 |  | Einspeisung Carport
Another Technical Details
[19 empty] | Power per m2 in Kw/h | 4 | Kw
|  | 2035: Lifetime Real |  | Modul Power in Watt | 800 | Watt (Bruttoleistung
| Loading and Powering Differnce Graphics | [17 empty] | Efficiency Real output | 21% | Effizienz | bar: 2025 to 2026
| Legend | 2025: Graphics Realtime; 2027: Daily; 2035: From Database |  | Real Watt per Modul | 168 | Modulleistung Netto
| Full Power Line | [17 empty] | Planed Power in Watt | 2100000 | geplante Leistung in Watt |  |  |  | change ideas
| Loading Power Cross | [17 empty] | Modules to install | 12500 | Anzahl der Module |  |  |  | grundgebühr des Stromanbieters
| Loading Power Netz | [17 empty] | m2 per Modules | 1.96 | m2 pro Moduleinheit
| Difference of Power | [17 empty] | Solar in m2 | 24500 | Solarflache in m2
[19 empty] | Carport in Watt | 210000 | Leistung in Watt | bar: 2025 to 2036
| KWH/KWP | [17 empty] | to installed Modules | 1250 | Solarfläche
| Storage/Day | [17 empty] | Carport 1 in m2 | 79.2 | 1 Stellplatz Grösse
| Feed-In Power | [17 empty] | Counted Carports | 15.7828 | Anzahl der Stellplätze
| Storage/Output | [17 empty] | Property in m2 | 80000 | Größe des Grundstückes
|  | 2025: Graphics Realtime; 2027: Monthly; 2035: from Database |  | Solar Block 1 | 24500 | Abzug
| Full Power Line | [17 empty] | Logistic structure | 4500 | Abzug
| Loading Power Cross | [17 empty] | Fireway m2 | 2000 | Abzug
| Loading Power Netz | [17 empty] | Property Rest | 49000 | Rest of Property
| Difference of Power | [17 empty] | Elektro Truck Parking | 1425.6 | Parken mit Ladestation
| KWH/KWP | [17 empty] | Rest of Property to used for another 2 Blocks a 2100 KW/h
| Storage/Day | [17 empty] | Carports Höhe für Zugmaschine 4,10 min
Feed-In Power
Storage/Output
Note on X8: Steffen Bächle: Entladen*KWPreis - Entladen * Einspeisevergütung
Note on B22: KWH